## PipeX List Price 2026
List Price (CA)
Effective May 12, 2025 · Generated Aug 3, 2026
aquatherm blue SDR 11 (coils)
PART # | PART SIZE | LIST PRICE | UNIT | NOTES
2014020306 | 1/2" | 1.36 | ft | Supplied in coils (non-faser).
2014025308 | 3/4" | 1.87 | ft | Supplied in coils (non-faser).
2014032310 | 1" | 3.04 | ft | Supplied in coils (non-faser).
aquatherm blue RP SDR 11 Elbow 45° (Segmented, Butt-Fusion)
PART # | PART SIZE | LIST PRICE | UNIT | NOTES
9797562542 | 12" | 793.73 | each | UV coated fittings available upon request. Contact your aquatherm Regional Sales Manager for pricing and availability.
9797562544 | 14" | 1064.47 | each | UV coated fittings available upon request. Contact your aquatherm Regional Sales Manager for pricing and availability.
9797562546 | 16" | 1586.95 | each | UV coated fittings available upon request. Contact your aquatherm Regional Sales Manager for pricing and availability.
9797562548 | 18" | 1950.4 | each | UV coated fittings available upon request. Contact your aquatherm Regional Sales Manager for pricing and availability.
aquatherm blue RP SDR 11 Elbow 90° SD (Standard Dimension, Segmented, Butt-Fusion)
PART # | PART SIZE | LIST PRICE | UNIT | NOTES
9797562142 | 12" | 1332.22 | each | UV coated fittings available upon request. Contact your aquatherm Regional Sales Manager for pricing and availability.
9797562144 | 14" | 1766.86 | each | UV coated fittings available upon request. Contact your aquatherm Regional Sales Manager for pricing and availability.
9797562146 | 16" | 2357.08 | each | UV coated fittings available upon request. Contact your aquatherm Regional Sales Manager for pricing and availability.
9797562148 | 18" | 2981.51 | each | UV coated fittings available upon request. Contact your aquatherm Regional Sales Manager for pricing and availability.
aquatherm blue RP SDR 11 Reducing Tee (fusion outlet branch)
PART # | PART SIZE | LIST PRICE | UNIT | NOTES
9792663601 | 6" x 6" x 2 1/2" | 266.43 | each | Dimensions listed follow the order of inlet, outlet, branch.
9792663603 | 6" x 6" x 3" | 310.66 | each | Dimensions listed follow the order of inlet, outlet, branch.
9792663609 | 8" x 8" x 2 1/2" | 564.2 | each | Dimensions listed follow the order of inlet, outlet, branch.
9792663611 | 8" x 8" x 3" | 572.24 | each | Dimensions listed follow the order of inlet, outlet, branch.
9792663615 | 8" x 8" x 4" | 596.67 | each | Dimensions listed follow the order of inlet, outlet, branch.
9792663625 | 10" x 10" x 2 1/2" | 647.37 | each | Dimensions listed follow the order of inlet, outlet, branch.
9792663627 | 10" x 10" x 3" | 648.57 | each | Dimensions listed follow the order of inlet, outlet, branch.
9792663631 | 10" x 10" x 4" | 678.45 | each | Dimensions listed follow the order of inlet, outlet, branch.
9792063651 | 12" x 12" x 4" | 1155.22 | each | Dimensions listed follow the order of inlet, outlet, branch.
9792063653 | 12" x 12" x 6" | 1318.79 | each | Dimensions listed follow the order of inlet, outlet, branch. Branch outlet has a butt-fusion connection.
9792063663 | 14" x 14" x 4" | 1453.47 | each | Dimensions listed follow the order of inlet, outlet, branch.
9792063665 | 14" x 14" x 6" | 1491.86 | each | Dimensions listed follow the order of inlet, outlet, branch. Branch outlet has a butt-fusion connection.
9792063667 | 14" x 14" x 8" | 1505.61 | each | Dimensions listed follow the order of inlet, outlet, branch. Branch outlet has a butt-fusion connection.
9792063676 | 16" x 16" x 4" | 2240.83 | each | Dimensions listed follow the order of inlet, outlet, branch.
9792063678 | 16" x 16" x 6" | 2437.7 | each | Dimensions listed follow the order of inlet, outlet, branch. Branch outlet has a butt-fusion connection.
9792063680 | 16" x 16" x 8" | 2444.95 | each | Dimensions listed follow the order of inlet, outlet, branch. Branch outlet has a butt-fusion connection.
9792063682 | 16" x 16" x 10" | 2468.94 | each | Dimensions listed follow the order of inlet, outlet, branch. Branch outlet has a butt-fusion connection.
9792063690 | 18" x 18" x 4" | 2831.75 | each | Dimensions listed follow the order of inlet, outlet, branch.
9792063692 | 18" x 18" x 6" | 2839.33 | each | Dimensions listed follow the order of inlet, outlet, branch. Branch outlet has a butt-fusion connection.
9792063694 | 18" x 18" x 8" | 3065.84 | each | Dimensions listed follow the order of inlet, outlet, branch. Branch outlet has a butt-fusion connection.
9792063696 | 18" x 18" x 10" | 3082.9 | each | Dimensions listed follow the order of inlet, outlet, branch. Branch outlet has a butt-fusion connection.
9792063698 | 18" x 18" x 12" | 3200.86 | each | Dimensions listed follow the order of inlet, outlet, branch. Branch outlet has a butt-fusion connection.
aquatherm blue RP SDR 11 Reducing Tee (Segmented, Butt-Fusion)
PART # | PART SIZE | LIST PRICE | UNIT | NOTES
9792063655 | 12" x 12" x 8" | 2068.53 | each | Dimensions listed follow the order of inlet, outlet, branch.
9792063657 | 12" x 12" x 10" | 2071.38 | each | Dimensions listed follow the order of inlet, outlet, branch.
9792063669 | 14" x 14" x 10" | 2738.55 | each | Dimensions listed follow the order of inlet, outlet, branch.
9792063671 | 14" x 14" x 12" | 2878.25 | each | Dimensions listed follow the order of inlet, outlet, branch.
9792063684 | 16" x 16" x 12" | 3841.58 | each | Dimensions listed follow the order of inlet, outlet, branch.
9792063685 | 16" x 16" x 14" | 3859.59 | each | Dimensions listed follow the order of inlet, outlet, branch.
9792063699 | 18" x 18" x 14" | 5205.11 | each | Dimensions listed follow the order of inlet, outlet, branch.
9792063700 | 18" x 18" x 16" | 5294.1 | each | Dimensions listed follow the order of inlet, outlet, branch.
aquatherm blue RP SDR 11 Tee (Segmented, Butt-Fusion)
PART # | PART SIZE | LIST PRICE | UNIT | NOTES
9792063143 | 12" | 1646.93 | each
9792063145 | 14" | 2053.5 | each
9792063147 | 16" | 2568.25 | each
9792063149 | 18" | 3946.62 | each
aquatherm blue SDR 11 MF RP
PART # | PART SIZE | LIST PRICE | UNIT | NOTES
2014040912 | 1 1/4" | 5.24 | ft | Pipes come in standard 19 ft lengths (5.8 m). To calculate dimensions of the pipe in millimeters, multiply the imperial measurement by 25.4. To calculate the weight of the pipe in kg/m, multiply the imperial weight by 1.5.
2014050914 | 1 1/2" | 7.92 | ft | Pipes come in standard 19 ft lengths (5.8 m). To calculate dimensions of the pipe in millimeters, multiply the imperial measurement by 25.4. To calculate the weight of the pipe in kg/m, multiply the imperial weight by 1.5.
2014063916 | 2" | 12.79 | ft | Pipes come in standard 19 ft lengths (5.8 m). To calculate dimensions of the pipe in millimeters, multiply the imperial measurement by 25.4. To calculate the weight of the pipe in kg/m, multiply the imperial weight by 1.5.
2014075918 | 2 1/2" | 18.2 | ft | Pipes come in standard 19 ft lengths (5.8 m). To calculate dimensions of the pipe in millimeters, multiply the imperial measurement by 25.4. To calculate the weight of the pipe in kg/m, multiply the imperial weight by 1.5.
2014090920 | 3" | 25.16 | ft | Pipes come in standard 19 ft lengths (5.8 m). To calculate dimensions of the pipe in millimeters, multiply the imperial measurement by 25.4. To calculate the weight of the pipe in kg/m, multiply the imperial weight by 1.5.
2014125924 | 4" | 42.62 | ft | Pipes come in standard 19 ft lengths (5.8 m). To calculate dimensions of the pipe in millimeters, multiply the imperial measurement by 25.4. To calculate the weight of the pipe in kg/m, multiply the imperial weight by 1.5.
2014160026 | 6" | 48.59 | ft | Pipes come in standard 19 ft lengths (5.8 m). To calculate dimensions of the pipe in millimeters, multiply the imperial measurement by 25.4. To calculate the weight of the pipe in kg/m, multiply the imperial weight by 1.5. Because these parts are not stocked in large numbers, please contact aquatherm for details about your order.
2014200028 | 8" | 77.72 | ft | Pipes come in standard 19 ft lengths (5.8 m). To calculate dimensions of the pipe in millimeters, multiply the imperial measurement by 25.4. To calculate the weight of the pipe in kg/m, multiply the imperial weight by 1.5. Because these parts are not stocked in large numbers, please contact aquatherm for details about your order.
2014250030 | 10" | 121.49 | ft | Pipes come in standard 19 ft lengths (5.8 m). To calculate dimensions of the pipe in millimeters, multiply the imperial measurement by 25.4. To calculate the weight of the pipe in kg/m, multiply the imperial weight by 1.5. Because these parts are not stocked in large numbers, please contact aquatherm for details about your order.
2014315032 | 12" | 186.46 | ft | Pipes come in standard 19 ft lengths (5.8 m). To calculate dimensions of the pipe in millimeters, multiply the imperial measurement by 25.4. To calculate the weight of the pipe in kg/m, multiply the imperial weight by 1.5. Because these parts are not stocked in large numbers, please contact aquatherm for details about your order.
2014355034 | 14" | 266.34 | ft | Pipes come in standard 19 ft lengths (5.8 m). To calculate dimensions of the pipe in millimeters, multiply the imperial measurement by 25.4. To calculate the weight of the pipe in kg/m, multiply the imperial weight by 1.5. Because these parts are not stocked in large numbers, please contact aquatherm for details about your order.
2014400036 | 16" | 339.24 | ft | Pipes come in standard 19 ft lengths (5.8 m). To calculate dimensions of the pipe in millimeters, multiply the imperial measurement by 25.4. To calculate the weight of the pipe in kg/m, multiply the imperial weight by 1.5. Because these parts are not stocked in large numbers, please contact aquatherm for details about your order.
2014450038 | 18" | 433.73 | ft | Pipes come in standard 19 ft lengths (5.8 m). To calculate dimensions of the pipe in millimeters, multiply the imperial measurement by 25.4. To calculate the weight of the pipe in kg/m, multiply the imperial weight by 1.5. Because these parts are not stocked in large numbers, please contact aquatherm for details about your order.
aquatherm blue SDR 11 MF RP (Double Length)
PART # | PART SIZE | LIST PRICE | UNIT | NOTES
9792672226 | 4" | 42.62 | ft | Pipes come in standard 38 ft lengths (11.6 m). To calculate exact dimensions of the pipe in milimeters, multiply the imperial inches measurement by 25.4. To calculate the weight of the pipes in kg/m, multiply the measurement by 1.5.
9792071230 | 6" | 48.59 | ft | Pipes come in standard 19 ft (5.8m) lengths. To calculate exact dimensions of the pipe in milimeters, multiply the imperial inches measurement by 25.4. To calculate the weight of the pipe in kg/m, multiply the measurement by 1.5. Mechanically stabilized with a faser-composite layer in the center of the pipe.
9792071234 | 8" | 77.72 | ft | Pipes come in standard 19 ft (5.8m) lengths. To calculate exact dimensions of the pipe in milimeters, multiply the imperial inches measurement by 25.4. To calculate the weight of the pipe in kg/m, multiply the measurement by 1.5. Mechanically stabilized with a faser-composite layer in the center of the pipe.
9792071238 | 10" | 121.49 | ft | Pipes come in standard 38 ft lengths (11.6 m). To calculate exact dimensions of the pipe in milimeters, multiply the imperial inches measurement by 25.4. To calculate the weight of the pipes in kg/m, multiply the measurement by 1.5.
9792071242 | 12" | 186.46 | ft | Pipes come in standard 38 ft lengths (11.6 m). To calculate exact dimensions of the pipe in milimeters, multiply the imperial inches measurement by 25.4. To calculate the weight of the pipes in kg/m, multiply the measurement by 1.5.
9792071244 | 14" | 266.34 | ft | Pipes come in standard 38 ft lengths (11.6 m). To calculate exact dimensions of the pipe in milimeters, multiply the imperial inches measurement by 25.4. To calculate the weight of the pipes in kg/m, multiply the measurement by 1.5.
aquatherm blue SDR 17.6 MF RP UV
PART # | PART SIZE | LIST PRICE | UNIT | NOTES
2217160026 | 6" | 57.37 | ft | Pipes come in stndard 19 ft lenths (5.8m). To calculate exact dimensions of the pipe in millimeters, multiply the imperial inches measurement by 25.4. To calculate the weight of the pipes in kg/m, multiply the imperial weight by 1.5. Because these parts are not stocked in large numbers, please contact aquatherm for details about your order. Pipe will not have NA listing marks on it, but can be special ordered with the marking.
2217200028 | 8" | 96.51 | ft | Pipes come in stndard 19 ft lenths (5.8m). To calculate exact dimensions of the pipe in millimeters, multiply the imperial inches measurement by 25.4. To calculate the weight of the pipes in kg/m, multiply the imperial weight by 1.5. Because these parts are not stocked in large numbers, please contact aquatherm for details about your order. Pipe will not have NA listing marks on it, but can be special ordered with the marking.
2217250030 | 10" | 136.73 | ft | Pipes come in stndard 19 ft lenths (5.8m). To calculate exact dimensions of the pipe in millimeters, multiply the imperial inches measurement by 25.4. To calculate the weight of the pipes in kg/m, multiply the imperial weight by 1.5. Because these parts are not stocked in large numbers, please contact aquatherm for details about your order. Pipe will not have NA listing marks on it, but can be special ordered with the marking.
2217315032 | 12" | 201.55 | ft | Pipes come in stndard 19 ft lenths (5.8m). To calculate exact dimensions of the pipe in millimeters, multiply the imperial inches measurement by 25.4. To calculate the weight of the pipes in kg/m, multiply the imperial weight by 1.5. Because these parts are not stocked in large numbers, please contact aquatherm for details about your order. Pipe will not have NA listing marks on it, but can be special ordered with the marking.
2217355034 | 14" | 245.65 | ft | Pipes come in stndard 19 ft lenths (5.8m). To calculate exact dimensions of the pipe in millimeters, multiply the imperial inches measurement by 25.4. To calculate the weight of the pipes in kg/m, multiply the imperial weight by 1.5. Because these parts are not stocked in large numbers, please contact aquatherm for details about your order. Pipe will not have NA listing marks on it, but can be special ordered with the marking.
2217400036 | 16" | 312.2 | ft | Pipes come in stndard 19 ft lenths (5.8m). To calculate exact dimensions of the pipe in millimeters, multiply the imperial inches measurement by 25.4. To calculate the weight of the pipes in kg/m, multiply the imperial weight by 1.5. Because these parts are not stocked in large numbers, please contact aquatherm for details about your order. Pipe will not have NA listing marks on it, but can be special ordered with the marking.
2217500040 | 20" | 508.39 | ft | Pipes come in stndard 19 ft lenths (5.8m). To calculate exact dimensions of the pipe in millimeters, multiply the imperial inches measurement by 25.4. To calculate the weight of the pipes in kg/m, multiply the imperial weight by 1.5. Because these parts are not stocked in large numbers, please contact aquatherm for details about your order. Pipe will not have NA listing marks on it, but can be special ordered with the marking.
2217630042 | 24" | 900.71 | ft | Pipes come in stndard 19 ft lenths (5.8m). To calculate exact dimensions of the pipe in millimeters, multiply the imperial inches measurement by 25.4. To calculate the weight of the pipes in kg/m, multiply the imperial weight by 1.5. Because these parts are not stocked in large numbers, please contact aquatherm for details about your order. Pipe will not have NA listing marks on it, but can be special ordered with the marking.
2217450038 | 18" | 400.34 | ft | Pipes come in stndard 19 ft lenths (5.8m). To calculate exact dimensions of the pipe in millimeters, multiply the imperial inches measurement by 25.4. To calculate the weight of the pipes in kg/m, multiply the imperial weight by 1.5. Because these parts are not stocked in large numbers, please contact aquatherm for details about your order. Pipe will not have NA listing marks on it, but can be special ordered with the marking.
aquatherm SDR 17.6 Butt Fusion Reducer
PART # | PART SIZE | LIST PRICE | UNIT | NOTES
2047450017 | 18" to 16" | 2991 | each | The butt fusion reducer can be used with either the Aquatherm Green pipe or Aquatherm Blue pipe systems, but are all molded from the green fusiolen® material. The SDR of the fittings must match the SDR of the pipe. The length of some fittings may not accommodate all butt-fusion equipment. Verify the equipment to be used is comptabile with the fittings when ordering.
2047450016 | 18" to 14" | 3110.93 | each | The butt fusion reducer can be used with either the Aquatherm Green pipe or Aquatherm Blue pipe systems, but are all molded from the green fusiolen® material. The SDR of the fittings must match the SDR of the pipe. The length of some fittings may not accommodate all butt-fusion equipment. Verify the equipment to be used is comptabile with the fittings when ordering.
2047450018 | 18" to 12" | 3347.5 | each | The butt fusion reducer can be used with either the Aquatherm Green pipe or Aquatherm Blue pipe systems, but are all molded from the green fusiolen® material. The SDR of the fittings must match the SDR of the pipe. The length of some fittings may not accommodate all butt-fusion equipment. Verify the equipment to be used is comptabile with the fittings when ordering.
2047200004 | 8" to 6" | 102.85 | each | The butt fusion reducer can be used with either the Aquatherm Green pipe or Aquatherm Blue pipe systems, but are all molded from the green fusiolen® material. The SDR of the fittings must match the SDR of the pipe. The length of some fittings may not accommodate all butt-fusion equipment. Verify the equipment to be used is comptabile with the fittings when ordering.
2047250005 | 10" to 6" | 134.28 | each | The butt fusion reducer can be used with either the Aquatherm Green pipe or Aquatherm Blue pipe systems, but are all molded from the green fusiolen® material. The SDR of the fittings must match the SDR of the pipe. The length of some fittings may not accommodate all butt-fusion equipment. Verify the equipment to be used is comptabile with the fittings when ordering.
2047250006 | 10" to 8" | 197.63 | each | The butt fusion reducer can be used with either the Aquatherm Green pipe or Aquatherm Blue pipe systems, but are all molded from the green fusiolen® material. The SDR of the fittings must match the SDR of the pipe. The length of some fittings may not accommodate all butt-fusion equipment. Verify the equipment to be used is comptabile with the fittings when ordering.
2047315008 | 12" to 8" | 290.59 | each | The butt fusion reducer can be used with either the Aquatherm Green pipe or Aquatherm Blue pipe systems, but are all molded from the green fusiolen® material. The SDR of the fittings must match the SDR of the pipe. The length of some fittings may not accommodate all butt-fusion equipment. Verify the equipment to be used is comptabile with the fittings when ordering.
2047315009 | 12" to 10" | 376.8 | each | The butt fusion reducer can be used with either the Aquatherm Green pipe or Aquatherm Blue pipe systems, but are all molded from the green fusiolen® material. The SDR of the fittings must match the SDR of the pipe. The length of some fittings may not accommodate all butt-fusion equipment. Verify the equipment to be used is comptabile with the fittings when ordering.
2047355010 | 14" to 10" | 559.09 | each | The butt fusion reducer can be used with either the Aquatherm Green pipe or Aquatherm Blue pipe systems, but are all molded from the green fusiolen® material. The SDR of the fittings must match the SDR of the pipe. The length of some fittings may not accommodate all butt-fusion equipment. Verify the equipment to be used is comptabile with the fittings when ordering.
2047355011 | 14" to 12" | 1015.13 | each | The butt fusion reducer can be used with either the Aquatherm Green pipe or Aquatherm Blue pipe systems, but are all molded from the green fusiolen® material. The SDR of the fittings must match the SDR of the pipe. The length of some fittings may not accommodate all butt-fusion equipment. Verify the equipment to be used is comptabile with the fittings when ordering.
2047400014 | 16" to 14" | 1982.46 | each | The butt fusion reducer can be used with either the Aquatherm Green pipe or Aquatherm Blue pipe systems, but are all molded from the green fusiolen® material. The SDR of the fittings must match the SDR of the pipe. The length of some fittings may not accommodate all butt-fusion equipment. Verify the equipment to be used is comptabile with the fittings when ordering.
2047400013 | 16" to 12" | 2068.9 | each | The butt fusion reducer can be used with either the Aquatherm Green pipe or Aquatherm Blue pipe systems, but are all molded from the green fusiolen® material. The SDR of the fittings must match the SDR of the pipe. The length of some fittings may not accommodate all butt-fusion equipment. Verify the equipment to be used is comptabile with the fittings when ordering.
2047400015 | 16" to 10" | 2409.09 | each | The butt fusion reducer can be used with either the Aquatherm Green pipe or Aquatherm Blue pipe systems, but are all molded from the green fusiolen® material. The SDR of the fittings must match the SDR of the pipe. The length of some fittings may not accommodate all butt-fusion equipment. Verify the equipment to be used is comptabile with the fittings when ordering.
2047500021 | 20" to 18" | 3146.28 | each | The butt fusion reducer can be used with either the Aquatherm Green pipe or Aquatherm Blue pipe systems, but are all molded from the green fusiolen® material. The SDR of the fittings must match the SDR of the pipe. The length of some fittings may not accommodate all butt-fusion equipment. Verify the equipment to be used is comptabile with the fittings when ordering.
2047500020 | 20" to 16" | 3386.14 | each | The butt fusion reducer can be used with either the Aquatherm Green pipe or Aquatherm Blue pipe systems, but are all molded from the green fusiolen® material. The SDR of the fittings must match the SDR of the pipe. The length of some fittings may not accommodate all butt-fusion equipment. Verify the equipment to be used is comptabile with the fittings when ordering.
2047500019 | 20" to 14" | 3628.66 | each | The butt fusion reducer can be used with either the Aquatherm Green pipe or Aquatherm Blue pipe systems, but are all molded from the green fusiolen® material. The SDR of the fittings must match the SDR of the pipe. The length of some fittings may not accommodate all butt-fusion equipment. Verify the equipment to be used is comptabile with the fittings when ordering.
2047500018 | 20" to 12" | 3856.64 | each | The butt fusion reducer can be used with either the Aquatherm Green pipe or Aquatherm Blue pipe systems, but are all molded from the green fusiolen® material. The SDR of the fittings must match the SDR of the pipe. The length of some fittings may not accommodate all butt-fusion equipment. Verify the equipment to be used is comptabile with the fittings when ordering.
2047630024 | 24" to 20" | 5391.5 | each | The butt fusion reducer can be used with either the Aquatherm Green pipe or Aquatherm Blue pipe systems, but are all molded from the green fusiolen® material. The SDR of the fittings must match the SDR of the pipe. The length of some fittings may not accommodate all butt-fusion equipment. Verify the equipment to be used is comptabile with the fittings when ordering.
2047630023 | 24" to 18" | 5952.68 | each | The butt fusion reducer can be used with either the Aquatherm Green pipe or Aquatherm Blue pipe systems, but are all molded from the green fusiolen® material. The SDR of the fittings must match the SDR of the pipe. The length of some fittings may not accommodate all butt-fusion equipment. Verify the equipment to be used is comptabile with the fittings when ordering.
2047630022 | 24" to 16" | 6382.29 | each | The butt fusion reducer can be used with either the Aquatherm Green pipe or Aquatherm Blue pipe systems, but are all molded from the green fusiolen® material. The SDR of the fittings must match the SDR of the pipe. The length of some fittings may not accommodate all butt-fusion equipment. Verify the equipment to be used is comptabile with the fittings when ordering.
aquatherm blue RP SDR 17.6 Elbow 45° (Segmented, Butt-Fusion)
PART # | PART SIZE | LIST PRICE | UNIT | NOTES
9797462542 | 12" | 531.48 | each | UV coated fittings available upon request. Contact your aquatherm Regional Sales Manager for pricing and availability.
9797462544 | 14" | 652.28 | each | UV coated fittings available upon request. Contact your aquatherm Regional Sales Manager for pricing and availability.
9797462546 | 16" | 800.76 | each | UV coated fittings available upon request. Contact your aquatherm Regional Sales Manager for pricing and availability.
9797462548 | 18" | 1038.53 | each | UV coated fittings available upon request. Contact your aquatherm Regional Sales Manager for pricing and availability.
9797462550 | 20" | 1317.14 | each | UV coated fittings available upon request. Contact your aquatherm Regional Sales Manager for pricing and availability.
9797462554 | 24" | 2341.08 | each | UV coated fittings available upon request. Contact your aquatherm Regional Sales Manager for pricing and availability.
aquatherm blue RP SDR 17.6 Elbow 90° SD (Standard Dimension, Segmented, Butt-Fusion)
PART # | PART SIZE | LIST PRICE | UNIT | NOTES
9797462142 | 12" | 867.17 | each | UV coated fittings available upon request. Contact your aquatherm Regional Sales Manager for pricing and availability.
9797462144 | 14" | 1211.84 | each | UV coated fittings available upon request. Contact your aquatherm Regional Sales Manager for pricing and availability.
9797462146 | 16" | 1517.9 | each | UV coated fittings available upon request. Contact your aquatherm Regional Sales Manager for pricing and availability.
9797462148 | 18" | 1892.98 | each | UV coated fittings available upon request. Contact your aquatherm Regional Sales Manager for pricing and availability.
9797462150 | 20" | 2486.27 | each | UV coated fittings available upon request. Contact your aquatherm Regional Sales Manager for pricing and availability.
9797462154 | 24" | 4433.2 | each | UV coated fittings available upon request. Contact your aquatherm Regional Sales Manager for pricing and availability.
aquatherm blue RP SDR 17.6 Reducing Tee (fusion outlet branch)
PART # | PART SIZE | LIST PRICE | UNIT | NOTES
9792563600 | 6" x 6" x 2 1/2" | 195.85 | each | Dimensions listed follow the order of inlet, outlet, branch.
9792563602 | 6" x 6" x 3" | 203.83 | each | Dimensions listed follow the order of inlet, outlet, branch.
9792563614 | 8" x 8" x 4" | 268.88 | each | Dimensions listed follow the order of inlet, outlet, branch.
9792563608 | 8" x 8" x 2 1/2" | 270.7 | each | Dimensions listed follow the order of inlet, outlet, branch.
9792563610 | 8" x 8" x 3" | 284.44 | each | Dimensions listed follow the order of inlet, outlet, branch.
9792563624 | 10" x 10" x 2 1/2" | 387.43 | each | Dimensions listed follow the order of inlet, outlet, branch.
9792563626 | 10" x 10" x 3" | 404.49 | each | Dimensions listed follow the order of inlet, outlet, branch.
9792563630 | 10" x 10" x 4" | 453.41 | each | Dimensions listed follow the order of inlet, outlet, branch.
9792563651 | 12" x 12" x 4" | 708.63 | each | Dimensions listed follow the order of inlet, outlet, branch.
9792563653 | 12" x 12" x 6" | 788.97 | each | Dimensions listed follow the order of inlet, outlet, branch. Branch outlet has a butt-fusion connection.
9792563663 | 14" x 14" x 4" | 837.24 | each | Dimensions listed follow the order of inlet, outlet, branch.
9792563665 | 14" x 14" x 6" | 1002.66 | each | Dimensions listed follow the order of inlet, outlet, branch. Branch outlet has a butt-fusion connection.
9792563667 | 14" x 14" x 8" | 1022.37 | each | Dimensions listed follow the order of inlet, outlet, branch. Branch outlet has a butt-fusion connection.
9792563676 | 16" x 16" x 4" | 1238.41 | each | Dimensions listed follow the order of inlet, outlet, branch.
9792563690 | 18" x 18" x 4" | 1437.76 | each | Dimensions listed follow the order of inlet, outlet, branch.
9792563682 | 16" x 16" x 10" | 1442.7 | each | Dimensions listed follow the order of inlet, outlet, branch. Branch outlet has a butt-fusion connection.
9792563678 | 16" x 16" x 6" | 1442.7 | each | Dimensions listed follow the order of inlet, outlet, branch. Branch outlet has a butt-fusion connection.
9792563680 | 16" x 16" x 8" | 1442.7 | each | Dimensions listed follow the order of inlet, outlet, branch. Branch outlet has a butt-fusion connection.
9792563692 | 18" x 18" x 6" | 1453.89 | each | Dimensions listed follow the order of inlet, outlet, branch. Branch outlet has a butt-weld connection.
9792563694 | 18" x 18" x 8" | 1456.92 | each | Dimensions listed follow the order of inlet, outlet, branch. Branch outlet has a butt-fusion connection.
9792563696 | 18" x 18" x 10" | 1462.31 | each | Dimensions listed follow the order of inlet, outlet, branch. Branch outlet has a butt-fusion connection.
9792563698 | 18" x 18" x 12" | 1503.27 | each | Dimensions listed follow the order of inlet, outlet, branch. Branch outlet has a butt-fusion connection.
9792563804 | 20" x 20" x 4" | 2139.54 | each | Dimensions listed follow the order of inlet, outlet, branch.
9792563806 | 20" x 20" x 6" | 2289.89 | each | Dimensions listed follow the order of inlet, outlet, branch. Branch outlet has a butt-fusion connection.
9792563808 | 20" x 20" x 8" | 2312.93 | each | Dimensions listed follow the order of inlet, outlet, branch. Branch outlet has a butt-fusion connection.
9792563810 | 20" x 20" x 10" | 2336.25 | each | Dimensions listed follow the order of inlet, outlet, branch. Branch outlet has a butt-fusion connection.
9792563812 | 20" x 20" x 12" | 2446.11 | each | Dimensions listed follow the order of inlet, outlet, branch. Branch outlet has a butt-fusion connection.
9792563839 | 24" x 24" x 4" | 3543.52 | each | Dimensions listed follow the order of inlet, outlet, branch.
9792563841 | 24" x 24" x 6" | 3608.02 | each | Dimensions listed follow the order of inlet, outlet, branch. Branch outlet has a butt-fusion connection.
9792563843 | 24" x 24" x 8" | 3626.2 | each | Dimensions listed follow the order of inlet, outlet, branch. Branch outlet has a butt-fusion connection.
9792563845 | 24" x 24" x 10" | 3644.46 | each | Dimensions listed follow the order of inlet, outlet, branch. Branch outlet has a butt-fusion connection.
9792563847 | 24" x 24" x 12" | 3662.62 | each | Dimensions listed follow the order of inlet, outlet, branch. Branch outlet has a butt-fusion connection.
aquatherm blue RP SDR 17.6 Reducing Tee (Segmented, Butt-Fusion)
PART # | PART SIZE | LIST PRICE | UNIT | NOTES
9792563655 | 12" x 12" x 8" | 1477.07 | each | Dimensions listed follow the order of inlet, outlet, branch.
9792563657 | 12" x 12" x 10" | 1477.47 | each | Dimensions listed follow the order of inlet, outlet, branch.
9792563669 | 14" x 14" x 10" | 1662.91 | each | Dimensions listed follow the order of inlet, outlet, branch.
9792563671 | 14" x 14" x 12" | 1737.68 | each | Dimensions listed follow the order of inlet, outlet, branch.
9792563684 | 16" x 16" x 12" | 3251.32 | each | Dimensions listed follow the order of inlet, outlet, branch.
9792563685 | 16" x 16" x 14" | 3360.67 | each | Dimensions listed follow the order of inlet, outlet, branch.
9792563699 | 18" x 18" x 14" | 4573.3 | each | Dimensions listed follow the order of inlet, outlet, branch.
9792563700 | 18" x 18" x 16" | 4627.19 | each | Dimensions listed follow the order of inlet, outlet, branch.
9792563813 | 20" x 20" x 14" | 5178.34 | each | Dimensions listed follow the order of inlet, outlet, branch.
9792563814 | 20" x 20" x 16" | 5230.66 | each | Dimensions listed follow the order of inlet, outlet, branch.
9792563815 | 20" x 20" x 18" | 5283.42 | each | Dimensions listed follow the order of inlet, outlet, branch.
9792563849 | 24" x 24" x 16" | 9325.66 | each | Dimensions listed follow the order of inlet, outlet, branch.
9792563850 | 24" x 24" x 18" | 9372.59 | each | Dimensions listed follow the order of inlet, outlet, branch.
9792563851 | 24" x 24" x 20" | 9419.59 | each | Dimensions listed follow the order of inlet, outlet, branch.
aquatherm blue RP SDR 17.6 Tee (Segmented, Butt-Fusion)
PART # | PART SIZE | LIST PRICE | UNIT | NOTES
9797563142 | 12" | 1018.29 | each | UV coated fittings available upon request. Contact your aquatherm Regional Sales Manager for pricing and availability.
9797563144 | 14" | 1230.27 | each | UV coated fittings available upon request. Contact your aquatherm Regional Sales Manager for pricing and availability.
9797563146 | 16" | 1613.84 | each | UV coated fittings available upon request. Contact your aquatherm Regional Sales Manager for pricing and availability.
9797563148 | 18" | 2091 | each | UV coated fittings available upon request. Contact your aquatherm Regional Sales Manager for pricing and availability.
9797563150 | 20" | 2904.23 | each | UV coated fittings available upon request. Contact your aquatherm Regional Sales Manager for pricing and availability.
9797563154 | 24" | 5561.85 | each | UV coated fittings available upon request. Contact your aquatherm Regional Sales Manager for pricing and availability.
aquatherm blue SDR 17.6 MF RP
PART # | PART SIZE | LIST PRICE | UNIT | NOTES
2017125024 | 4" | 31.56 | ft | Pipes come in standard 19 ft lengths (5.8 m). To calculate exact dimensions of the pipe in milimeters, multiply the imperial inches measurement by 25.4. To calculate the weight of the pipe in kg/m, multiply the weight by 1.5.
2017160026 | 6" | 40.49 | ft | Pipes come in standard 19 ft lengths (5.8 m). To calculate exact dimensions of the pipe in milimeters, multiply the imperial inches measurement by 25.4. To calculate the weight of the pipe in kg/m, multiply the weight by 1.5.
2017200028 | 8" | 64.76 | ft | Pipes come in standard 19 ft lengths (5.8 m). To calculate exact dimensions of the pipe in milimeters, multiply the imperial inches measurement by 25.4. To calculate the weight of the pipe in kg/m, multiply the weight by 1.5.
2017250030 | 10" | 101.24 | ft | Pipes come in standard 19 ft lengths (5.8 m). To calculate exact dimensions of the pipe in milimeters, multiply the imperial inches measurement by 25.4. To calculate the weight of the pipe in kg/m, multiply the weight by 1.5.
2017315032 | 12" | 155.39 | ft | Pipes come in standard 19 ft lengths (5.8 m). To calculate exact dimensions of the pipe in milimeters, multiply the imperial inches measurement by 25.4. To calculate the weight of the pipe in kg/m, multiply the weight by 1.5.
2017355034 | 14" | 190.24 | ft | Pipes come in standard 19 ft lengths (5.8 m). To calculate exact dimensions of the pipe in milimeters, multiply the imperial inches measurement by 25.4. To calculate the weight of the pipe in kg/m, multiply the weight by 1.5.
2017400036 | 16" | 242.31 | ft | Pipes come in standard 19 ft lengths (5.8 m). To calculate exact dimensions of the pipe in milimeters, multiply the imperial inches measurement by 25.4. To calculate the weight of the pipe in kg/m, multiply the weight by 1.5.
2017450038 | 18" | 309.81 | ft | Pipes come in standard 19 ft lengths (5.8 m). To calculate exact dimensions of the pipe in milimeters, multiply the imperial inches measurement by 25.4. To calculate the weight of the pipe in kg/m, multiply the weight by 1.5.
2017500040 | 20" | 390.43 | ft | Pipes come in standard 19 ft lengths (5.8 m). To calculate exact dimensions of the pipe in milimeters, multiply the imperial inches measurement by 25.4. To calculate the weight of the pipe in kg/m, multiply the weight by 1.5.
2017630042 | 24" | 589.9 | ft | Pipes come in standard 19 ft lengths (5.8 m). To calculate exact dimensions of the pipe in milimeters, multiply the imperial inches measurement by 25.4. To calculate the weight of the pipe in kg/m, multiply the weight by 1.5.
aquatherm blue SDR 17.6 MF RP (Double Length)
PART # | PART SIZE | LIST PRICE | UNIT | NOTES
9793570228 | 4" | 31.56 | ft | Pipes come in standard 38 ft lengths (11.6 m). To calculate exact dimensions of the pipe in milimeters, multiply the imperial inches measurement by 25.4. To calculate the weight of the pipes in kg/m, multiply the measurement by 1.5.
9793570230 | 6" | 40.49 | ft | Pipes come in standard 38 ft lengths (11.6 m). To calculate exact dimensions of the pipe in milimeters, multiply the imperial inches measurement by 25.4. To calculate the weight of the pipes in kg/m, multiply the measurement by 1.5.
9793570234 | 8" | 64.76 | ft | Pipes come in standard 38 ft lengths (11.6 m). To calculate exact dimensions of the pipe in milimeters, multiply the imperial inches measurement by 25.4. To calculate the weight of the pipes in kg/m, multiply the measurement by 1.5.
9793570238 | 10" | 101.24 | ft | Pipes come in standard 38 ft lengths (11.6 m). To calculate exact dimensions of the pipe in milimeters, multiply the imperial inches measurement by 25.4. To calculate the weight of the pipes in kg/m, multiply the measurement by 1.5.
9793570242 | 12" | 155.39 | ft | Pipes come in standard 38 ft lengths (11.6 m). To calculate exact dimensions of the pipe in milimeters, multiply the imperial inches measurement by 25.4. To calculate the weight of the pipes in kg/m, multiply the measurement by 1.5.
9793570244 | 14" | 190.24 | ft | Pipes come in standard 38 ft lengths (11.6 m). To calculate exact dimensions of the pipe in milimeters, multiply the imperial inches measurement by 25.4. To calculate the weight of the pipes in kg/m, multiply the measurement by 1.5.
9793570246 | 16" | 242.31 | ft | Pipes come in standard 38 ft lengths (11.6 m). To calculate exact dimensions of the pipe in milimeters, multiply the imperial inches measurement by 25.4. To calculate the weight of the pipes in kg/m, multiply the measurement by 1.5.
9793570248 | 18" | 309.81 | ft | Pipes come in standard 38 ft lengths (11.6 m). To calculate exact dimensions of the pipe in milimeters, multiply the imperial inches measurement by 25.4. To calculate the weight of the pipes in kg/m, multiply the measurement by 1.5.
9793570250 | 20" | 390.43 | ft | Pipes come in standard 38 ft lengths (11.6 m). To calculate exact dimensions of the pipe in milimeters, multiply the imperial inches measurement by 25.4. To calculate the weight of the pipes in kg/m, multiply the measurement by 1.5.
9793570254 | 24" | 589.9 | ft | Pipes come in standard 38 ft lengths (11.6 m). To calculate exact dimensions of the pipe in milimeters, multiply the imperial inches measurement by 25.4. To calculate the weight of the pipes in kg/m, multiply the measurement by 1.5.
aquatherm blue SDR 7.4 MF
PART # | PART SIZE | LIST PRICE | UNIT | NOTES
2012020906 | 1/2" | 1.86 | ft | Pipes come in standard 19 ft lengths (5.8 m). To calculate dimensions of the pipe in millimeters, multiply the imperial measurement by 25.4. To calculate the weight of the pipe in kg/m, multiply the imperial weight by 1.5.
2012025908 | 3/4" | 2.9 | ft | Pipes come in standard 19 ft lengths (5.8 m). To calculate dimensions of the pipe in millimeters, multiply the imperial measurement by 25.4. To calculate the weight of the pipe in kg/m, multiply the imperial weight by 1.5.
aquatherm blue SDR 7.4 MF RP UV
PART # | PART SIZE | LIST PRICE | UNIT | NOTES
2212020006 | 1/2" | 2.73 | ft | Pipes come in standard 19 ft lengths (5.8 m). To calculate dimensions of the pipe in millimeters, multiply the imperial measurement by 25.4. To calculate the weight of the pipe in kg/m, multiply the imperial weight by 1.5. Because these parts are not stocked in large numbers, please contact aquatherm for details about your order.
2212025008 | 3/4" | 3.82 | ft | Pipes come in standard 19 ft lengths (5.8 m). To calculate dimensions of the pipe in millimeters, multiply the imperial measurement by 25.4. To calculate the weight of the pipe in kg/m, multiply the imperial weight by 1.5. Because these parts are not stocked in large numbers, please contact aquatherm for details about your order.
aquatherm blue RP SDR 9 Elbow 45° (Segmented, Butt-Fusion)
PART # | PART SIZE | LIST PRICE | UNIT | NOTES
9797212542 | 12" | 1165.7 | each | UV coated fittings available upon request. Contact your aquatherm Regional Sales Manager for pricing and availability.
9797212544 | 14" | 1559.51 | each | UV coated fittings available upon request. Contact your aquatherm Regional Sales Manager for pricing and availability.
aquatherm blue RP SDR 9 Elbow 90° SD (Standard Dimension, Segmented, Butt-Fusion)
PART # | PART SIZE | LIST PRICE | UNIT | NOTES
9797212142 | 12" | 1593.96 | each | UV coated fittings available upon request. Contact your aquatherm Regional Sales Manager for pricing and availability.
9797212144 | 14" | 2083.65 | each | UV coated fittings available upon request. Contact your aquatherm Regional Sales Manager for pricing and availability.
aquatherm blue RP SDR 9 Reducing Tee (fusion outlet branch)
PART # | PART SIZE | LIST PRICE | UNIT | NOTES
9790813600 | 6" x 6" x 2 1/2" | 300.91 | each | Dimensions listed follow the order of inlet, outlet, branch.
9790813602 | 6" x 6" x 3" | 336.03 | each | Dimensions listed follow the order of inlet, outlet, branch.
9790813608 | 8" x 8" x 2 1/2" | 407.66 | each | Dimensions listed follow the order of inlet, outlet, branch.
9790813610 | 8" x 8" x 3" | 423.76 | each | Dimensions listed follow the order of inlet, outlet, branch.
9790813614 | 8" x 8" x 4" | 495.67 | each | Dimensions listed follow the order of inlet, outlet, branch.
9790813624 | 10" x 10" x 2 1/2" | 736.05 | each | Dimensions listed follow the order of inlet, outlet, branch.
9790813626 | 10" x 10" x 3" | 741.44 | each | Dimensions listed follow the order of inlet, outlet, branch.
9790813630 | 10" x 10" x 4" | 905.55 | each | Dimensions listed follow the order of inlet, outlet, branch.
9790813904 | 12" x 12" x 4" | 1366.24 | each | Dimensions listed follow the order of inlet, outlet, branch.
9790813906 | 12" x 12" x 6" | 1471.12 | each | Dimensions listed follow the order of inlet, outlet, branch. Branch outlet has a butt-fusion connection.
9790813916 | 14" x 14" x 4" | 1588.68 | each | Dimensions listed follow the order of inlet, outlet, branch.
9790813918 | 14" x 14" x 6" | 1667.75 | each | Dimensions listed follow the order of inlet, outlet, branch. Branch outlet has a butt-fusion connection.
9790813920 | 14" x 14" x 8" | 1817.05 | each | Dimensions listed follow the order of inlet, outlet, branch. Branch outlet has a butt-fusion connection.
aquatherm blue RP SDR 9 Reducing Tee (Segmented, Butt-Fusion)
PART # | PART SIZE | LIST PRICE | UNIT | NOTES
9790813910 | 12" x 12" x 10" | 2208.15 | each | Dimensions listed follow the order of inlet, outlet, branch.
9790813908 | 12" x 12" x 8" | 2211.38 | each | Dimensions listed follow the order of inlet, outlet, branch.
9790813922 | 14" x 14" x 10" | 3023.51 | each | Dimensions listed follow the order of inlet, outlet, branch.
9790813924 | 14" x 14" x 12" | 3326.51 | each | Dimensions listed follow the order of inlet, outlet, branch.
aquatherm blue RP SDR 9 Tee (Segmented, Butt-Fusion)
PART # | PART SIZE | LIST PRICE | UNIT | NOTES
9790813142 | 12" | 2369.67 | each | UV coated fittings abailable upon request. Contact your aquatherm Regional Sales Manager for pricing and availability.
9790813144 | 14" | 2683.22 | each | UV coated fittings abailable upon request. Contact your aquatherm Regional Sales Manager for pricing and availability.
aquatherm blue SDR 9 MF RP
PART # | PART SIZE | LIST PRICE | UNIT | NOTES
2013032110 | 1" | 3.85 | ft | Pipes come in standard 19 ft lengths (5.8 m). To calculate dimensions of the pipe in millimeters, multiply the imperial measurement by 25.4. To calculate the weight of the pipe in kg/m, multiply the imperial weight by 1.5.
2013040012 | 1 1/4" | 6.03 | ft | Pipes come in standard 19 ft lengths (5.8 m). To calculate dimensions of the pipe in millimeters, multiply the imperial measurement by 25.4. To calculate the weight of the pipe in kg/m, multiply the imperial weight by 1.5.
2013050014 | 1 1/2" | 9.11 | ft | Pipes come in standard 19 ft lengths (5.8 m). To calculate dimensions of the pipe in millimeters, multiply the imperial measurement by 25.4. To calculate the weight of the pipe in kg/m, multiply the imperial weight by 1.5.
2013063016 | 2" | 14.71 | ft | Pipes come in standard 19 ft lengths (5.8 m). To calculate dimensions of the pipe in millimeters, multiply the imperial measurement by 25.4. To calculate the weight of the pipe in kg/m, multiply the imperial weight by 1.5.
2013075018 | 2 1/2" | 20.93 | ft | Pipes come in standard 19 ft lengths (5.8 m). To calculate dimensions of the pipe in millimeters, multiply the imperial measurement by 25.4. To calculate the weight of the pipe in kg/m, multiply the imperial weight by 1.5.
2013090020 | 3" | 28.94 | ft | Pipes come in standard 19 ft lengths (5.8 m). To calculate dimensions of the pipe in millimeters, multiply the imperial measurement by 25.4. To calculate the weight of the pipe in kg/m, multiply the imperial weight by 1.5.
2013125024 | 4" | 51.14 | ft | Pipes come in standard 19 ft lengths (5.8 m). To calculate dimensions of the pipe in millimeters, multiply the imperial measurement by 25.4. To calculate the weight of the pipe in kg/m, multiply the imperial weight by 1.5.
2013160026 | 6" | 60.74 | ft | Pipes come in standard 19 ft lengths (5.8 m). To calculate dimensions of the pipe in millimeters, multiply the imperial measurement by 25.4. To calculate the weight of the pipe in kg/m, multiply the imperial weight by 1.5.
2013200028 | 8" | 106.31 | ft | Pipes come in standard 19 ft lengths (5.8 m). To calculate dimensions of the pipe in millimeters, multiply the imperial measurement by 25.4. To calculate the weight of the pipe in kg/m, multiply the imperial weight by 1.5.
2013250030 | 10" | 159.99 | ft | Pipes come in standard 19 ft lengths (5.8 m). To calculate dimensions of the pipe in millimeters, multiply the imperial measurement by 25.4. To calculate the weight of the pipe in kg/m, multiply the imperial weight by 1.5.
2013315032 | 12" | 248.71 | ft | Pipes come in standard 19 ft lengths (5.8 m). To calculate dimensions of the pipe in millimeters, multiply the imperial measurement by 25.4. To calculate the weight of the pipe in kg/m, multiply the imperial weight by 1.5. Special order item. Please contact your sales representative for lead times.
2013355034 | 14" | 330.53 | ft | Pipes come in standard 19 ft lengths (5.8 m). To calculate dimensions of the pipe in millimeters, multiply the imperial measurement by 25.4. To calculate the weight of the pipe in kg/m, multiply the imperial weight by 1.5. Special order item. Please contact your sales representative for lead times.
aquatherm SDR 9 Butt-Fusion Reducer
PART # | PART SIZE | LIST PRICE | UNIT | NOTES
1043200125 | 8" to 6" | 160.14 | each | The butt fusion reducer can be used with either the aquatherm green Pipe or aquatherm blue Pipe systems, but are all molded from the green fusiolen® material. The SDR of the fittings must match the SDR of the pipe. The length of some fittings may not acco
1043250126 | 10" to 6" | 210.52 | each | The butt fusion reducer can be used with either the aquatherm green Pipe or aquatherm blue Pipe systems, but are all molded from the green fusiolen® material. The SDR of the fittings must match the SDR of the pipe. The length of some fittings may not acco
1043250127 | 10" to 8" | 287.06 | each | The butt fusion reducer can be used with either the aquatherm green Pipe or aquatherm blue Pipe systems, but are all molded from the green fusiolen® material. The SDR of the fittings must match the SDR of the pipe. The length of some fittings may not acco
1043315131 | 12" to 8" | 397.03 | each | The butt fusion reducer can be used with either the Aquatherm Green pipe or Aquatherm Blue pipe systems, but are all molded from the green fusiolen® material. The SDR of the fittings must match the SDR of the pipe. The length of some fittings may not accommodate all butt-fusion equipment. Verify the equipment to be used is comptabile with the fittings when ordering.
1043315128 | 12" to 10" | 1871.18 | each | The butt fusion reducer can be used with either the Aquatherm Green pipe or Aquatherm Blue pipe systems, but are all molded from the green fusiolen® material. The SDR of the fittings must match the SDR of the pipe. The length of some fittings may not accommodate all butt-fusion equipment. Verify the equipment to be used is comptabile with the fittings when ordering.
1043355129 | 14" to 10" | 2036.45 | each | The butt fusion reducer can be used with either the Aquatherm Green pipe or Aquatherm Blue pipe systems, but are all molded from the green fusiolen® material. The SDR of the fittings must match the SDR of the pipe. The length of some fittings may not accommodate all butt-fusion equipment. Verify the equipment to be used is comptabile with the fittings when ordering.
1043355130 | 14" to 12" | 2148.71 | each | The butt fusion reducer can be used with either the Aquatherm Green pipe or Aquatherm Blue pipe systems, but are all molded from the green fusiolen® material. The SDR of the fittings must match the SDR of the pipe. The length of some fittings may not accommodate all butt-fusion equipment. Verify the equipment to be used is comptabile with the fittings when ordering.
aquatherm SDR 9 End Cap (Butt-Fusion)
PART # | PART SIZE | LIST PRICE | UNIT | NOTES
1023160022 | 6" | 156.56 | each | These fittings can be used with either the aquatherm green Pipe or aquatherm blue Pipe systems, but are all molded from the green fusiolen® material. The SDR of the fittings must match the SDR of the pipe.
1023200023 | 8" | 169.27 | each | These fittings can be used with either the aquatherm green Pipe or aquatherm blue Pipe systems, but are all molded from the green fusiolen® material. The SDR of the fittings must match the SDR of the pipe.
1023250024 | 10" | 208.27 | each | These fittings can be used with either the aquatherm green Pipe or aquatherm blue Pipe systems, but are all molded from the green fusiolen® material. The SDR of the fittings must match the SDR of the pipe.
1023315025 | 12" | 916.3 | each | These fittings can be used with either the aquatherm green Pipe or aquatherm blue Pipe systems, but are all molded from the green fusiolen® material. The SDR of the fittings must match the SDR of the pipe.
1023355026 | 14" | 1183.5 | each | These fittings can be used with either the aquatherm green Pipe or aquatherm blue Pipe systems, but are all molded from the green fusiolen® material. The SDR of the fittings must match the SDR of the pipe.
aquatherm SDR 9 Flange Adapter (Butt-Fusion)
PART # | PART SIZE | LIST PRICE | UNIT | NOTES
9790315530 | 6" | 137.16 | each | Butt-fusion. Gasket not included. Minimum 1/8" thickness gasket recommended. The length of some fittings may not accomodate all butt-fusion equipment. Verify the equipment to be used is compatible with the fittings when ordering.
9790315534 | 8" | 401.99 | each | Butt-fusion. Gasket not included. Minimum 1/8" thickness gasket recommended. The length of some fittings may not accomodate all butt-fusion equipment. Verify the equipment to be used is compatible with the fittings when ordering.
9790315538 | 10" | 512.59 | each | Butt-fusion. Gasket not included. Minimum 1/8" thickness gasket recommended. The length of some fittings may not accomodate all butt-fusion equipment. Verify the equipment to be used is compatible with the fittings when ordering.
9790315542 | 12" | 1791.53 | each | Butt-fusion. Gasket not included. Minimum 1/8" thickness gasket recommended. The length of some fittings may not accomodate all butt-fusion equipment. Verify the equipment to be used is compatible with the fittings when ordering.
9790315544 | 14" | 2021.14 | each | Butt-fusion. Gasket not included. Minimum 1/8" thickness gasket recommended. The length of some fittings may not accomodate all butt-fusion equipment. Verify the equipment to be used is compatible with the fittings when ordering.
aquatherm SDR 9 Fusion Outlet (Butt-Fusion)
PART # | PART SIZE | LIST PRICE | UNIT | NOTES
1033315073 | 12" x 6" | 320.43 | each | The necessary fusion heads are part no. 0050614-0050640. Fusion outlet fitting is rated at SDR 9. Allowances should be made for connection to other SDRs.
1033355074 | 14" x 6" | 359 | each | The necessary fusion heads are part no. 0050614-0050640. Fusion outlet fitting is rated at SDR 9. Allowances should be made for connection to other SDRs.
aquatherm SDR 9 Reducing Coupling
PART # | PART SIZE | LIST PRICE | UNIT | NOTES
1043160123 | 6" to 4" | 137.41 | each | Socket fused on one side, butt fused on the other. This fitting can be used with either the aquatherm green Pipe or aquatherm blue Pipe systems, but are all molded from the green fusiolen® material. The SDR of the fittings must match the SDR of the pipe. The length of some fittings may not accommodate all butt-fusion equipment. Verify the equipment to be used is compatible with the fittings when ordering.
1043200124 | 8" to 4" | 158.83 | each | Socket fused on one side, butt fused on the other. This fitting can be used with either the aquatherm green Pipe or aquatherm blue Pipe systems, but are all molded from the green fusiolen® material. The SDR of the fittings must match the SDR of the pipe. The length of some fittings may not accommodate all butt-fusion equipment. Verify the equipment to be used is compatible with the fittings when ordering.
aquatherm blue SDR 11 MF RP UV
PART # | PART SIZE | LIST PRICE | UNIT | NOTES
2214040012 | 1 1/4" | 6.88 | ft | Pipes come in standard 19 ft lengths (5.8 m). To calculate dimensions of the pipe in millimeters, multiply the imperial measurement by 25.4. To calculate the weight of the pipe in kg/m, multiply the imperial weight by 1.5. Because these parts are not stocked in large numbers, please contact aquatherm for details about your order.
2214050014 | 1 1/2" | 10.84 | ft | Pipes come in standard 19 ft lengths (5.8 m). To calculate dimensions of the pipe in millimeters, multiply the imperial measurement by 25.4. To calculate the weight of the pipe in kg/m, multiply the imperial weight by 1.5. Because these parts are not stocked in large numbers, please contact aquatherm for details about your order.
2214063016 | 2" | 16.46 | ft | Pipes come in standard 19 ft lengths (5.8 m). To calculate dimensions of the pipe in millimeters, multiply the imperial measurement by 25.4. To calculate the weight of the pipe in kg/m, multiply the imperial weight by 1.5. Because these parts are not stocked in large numbers, please contact aquatherm for details about your order.
2214075018 | 2 1/2" | 23.5 | ft | Pipes come in standard 19 ft lengths (5.8 m). To calculate dimensions of the pipe in millimeters, multiply the imperial measurement by 25.4. To calculate the weight of the pipe in kg/m, multiply the imperial weight by 1.5. Because these parts are not stocked in large numbers, please contact aquatherm for details about your order.
2214090020 | 3" | 32.66 | ft | Pipes come in standard 19 ft lengths (5.8 m). To calculate dimensions of the pipe in millimeters, multiply the imperial measurement by 25.4. To calculate the weight of the pipe in kg/m, multiply the imperial weight by 1.5. Because these parts are not stocked in large numbers, please contact aquatherm for details about your order.
2214125024 | 4" | 59.06 | ft | Pipes come in standard 19 ft lengths (5.8 m). To calculate dimensions of the pipe in millimeters, multiply the imperial measurement by 25.4. To calculate the weight of the pipe in kg/m, multiply the imperial weight by 1.5. Because these parts are not stocked in large numbers, please contact aquatherm for details about your order.
2214160026 | 6" | 101.67 | ft | Pipes come in standard 19 ft lengths (5.8 m). To calculate dimensions of the pipe in millimeters, multiply the imperial measurement by 25.4. To calculate the weight of the pipe in kg/m, multiply the imperial weight by 1.5. Because these parts are not stocked in large numbers, please contact aquatherm for details about your order.
2214200028 | 8" | 168.71 | ft | Pipes come in standard 19 ft lengths (5.8 m). To calculate dimensions of the pipe in millimeters, multiply the imperial measurement by 25.4. To calculate the weight of the pipe in kg/m, multiply the imperial weight by 1.5. Because these parts are not stocked in large numbers, please contact aquatherm for details about your order.
2214250030 | 10" | 260.21 | ft | Pipes come in standard 19 ft lengths (5.8 m). To calculate dimensions of the pipe in millimeters, multiply the imperial measurement by 25.4. To calculate the weight of the pipe in kg/m, multiply the imperial weight by 1.5. Because these parts are not stocked in large numbers, please contact aquatherm for details about your order.
2214315032 | 12" | 317.07 | ft | Pipes come in standard 19 ft lengths (5.8 m). To calculate dimensions of the pipe in millimeters, multiply the imperial measurement by 25.4. To calculate the weight of the pipe in kg/m, multiply the imperial weight by 1.5. Because these parts are not stocked in large numbers, please contact aquatherm for details about your order.
2214355034 | 14" | 410.16 | ft | Pipes come in standard 19 ft lengths (5.8 m). To calculate dimensions of the pipe in millimeters, multiply the imperial measurement by 25.4. To calculate the weight of the pipe in kg/m, multiply the imperial weight by 1.5. Because these parts are not stocked in large numbers, please contact aquatherm for details about your order.
2214400036 | 16" | 522.43 | ft | Pipes come in standard 19 ft lengths (5.8 m). To calculate dimensions of the pipe in millimeters, multiply the imperial measurement by 25.4. To calculate the weight of the pipe in kg/m, multiply the imperial weight by 1.5. Because these parts are not stocked in large numbers, please contact aquatherm for details about your order.
2214450038 | 18" | 667.95 | ft | Pipes come in standard 19 ft lengths (5.8 m). To calculate dimensions of the pipe in millimeters, multiply the imperial measurement by 25.4. To calculate the weight of the pipe in kg/m, multiply the imperial weight by 1.5. Because these parts are not stocked in large numbers, please contact aquatherm for details about your order.
aquatherm blue SDR 9 MF RP UV
PART # | PART SIZE | LIST PRICE | UNIT | NOTES
2214032010 | 1" | 4.87 | ft | Pipes come in standard 19 ft lengths (5.8 m). To calculate dimensions of the pipe in millimeters, multiply the imperial measurement by 25.4. To calculate the weight of the pipe in kg/m, multiply the imperial weight by 1.5. Because these parts are not stocked in large numbers, please contact aquatherm for details about your order.
aquatherm Concealed Valve (Standard) - Industrial Brass
PART # | PART SIZE | LIST PRICE | UNIT | NOTES
1050020150 | 1/2" | 70.26 | each | Chromium-plated. Includes hot/cold water indicator. Brass components in these valves do not comply with the 2015 zero-lead requirements for potable water systems.
1050025151 | 3/4" | 72.73 | each | Chromium-plated. Includes hot/cold water indicator. Brass components in these valves do not comply with the 2015 zero-lead requirements for potable water systems.
1050032152 | 1" | 101.1 | each | Chromium-plated. Includes hot/cold water indicator. Brass components in these valves do not comply with the 2015 zero-lead requirements for potable water systems.
aquatherm Draining Branch
PART # | PART SIZE | LIST PRICE | UNIT | NOTES
1050025184 | 3/4" | 23.08 | each | Fused in-line for use with aquatherm green pipe valves or other cases where draining is needed. Brass components in these valves do not comply with the 2015 zero-lead requirements for potable water systems.
1050032185 | 1" | 24.69 | each | Fused in-line for use with aquatherm green pipe valves or other cases where draining is needed. Brass components in these valves do not comply with the 2015 zero-lead requirements for potable water systems.
1050040186 | 1 1/4" | 25.56 | each | Fused in-line for use with aquatherm green pipe valves or other cases where draining is needed. Brass components in these valves do not comply with the 2015 zero-lead requirements for potable water systems.
1050050187 | 1 1/2" | 26.66 | each | Fused in-line for use with aquatherm green pipe valves or other cases where draining is needed. Brass components in these valves do not comply with the 2015 zero-lead requirements for potable water systems.
1050063188 | 2" | 30.12 | each | Fused in-line for use with aquatherm green pipe valves or other cases where draining is needed. Brass components in these valves do not comply with the 2015 zero-lead requirements for potable water systems.
aquatherm Inclined Valve (without drain) - Industrial Brass
PART # | PART SIZE | LIST PRICE | UNIT | NOTES
1050020162 | 1/2" | 63.43 | each | Brass components in these valves do not comply with the 2015 zero-lead requirements for potable water systems.
1050025163 | 3/4" | 65.66 | each | Brass components in these valves do not comply with the 2015 lead-free requirements for potable water systems.
1050032164 | 1" | 83.24 | each | Brass components in these valves do not comply with the 2015 lead-free requirements for potable water systems.
1050040165 | 1 1/4" | 130.51 | each | Brass components in these valves do not comply with the 2015 zero-lead requirements for potable water systems.
aquatherm Polypropylene/Brass Ball Valve (without drain) - Industrial Brass
PART # | PART SIZE | LIST PRICE | UNIT | NOTES
1050020174 | 1/2" | 65.18 | each | Brass components in these valves do not comply with the 2015 zero-lead requirements for potable water systems.
1050025175 | 3/4" | 70.81 | each | Brass components in these valves do not comply with the 2015 zero-lead requirements for potable water systems.
1050032176 | 1" | 99.4 | each | Brass components in these valves do not comply with the 2015 zero-lead requirements for potable water systems.
1050040177 | 1 1/4" | 150.39 | each | Brass components in these valves do not comply with the 2015 zero-lead requirements for potable water systems.
1050050178 | 1 1/2" | 229.97 | each | Brass components in these valves do not comply with the 2015 zero-lead requirements for potable water systems.
1050063179 | 2" | 355.25 | each | Brass components in these valves do not comply with the 2015 zero-lead requirements for potable water systems.
aquatherm Screw-Down Stop Globe Valve
PART # | PART SIZE | LIST PRICE | UNIT | NOTES
1090020040 | 1/2" | 32.59 | each | For surface installation. Brass components in these valves do not comply with the 2015 zero-lead requirements for potable water systems.
1090025041 | 3/4" | 33.74 | each | For surface installation. Brass components in these valves do not comply with the 2015 zero-lead requirements for potable water systems.
1090032042 | 1" | 61.51 | each | For surface installation. Brass components in these valves do not comply with the 2015 zero-lead requirements for potable water systems.
1090040043 | 1 1/4" | 102.08 | each | For surface installation. Brass components in these valves do not comply with the 2015 zero-lead requirements for potable water systems.
aquatherm Electrofusion Coupling
PART # | PART SIZE | LIST PRICE | UNIT | NOTES
1040020984 | 1/2" | 71.89 | each
1040025985 | 3/4" | 74.72 | each
1040032986 | 1" | 83.69 | each
1040040987 | 1 1/4" | 85.03 | each
1040050988 | 1 1/2" | 91.72 | each
1040063989 | 2" | 132.96 | each
1040075990 | 2 1/2" | 157.58 | each
1040090991 | 3" | 201.11 | each
1040125993 | 4" | 359.43 | each
1040160994 | 6" | 440.37 | each
1040200995 | 8" | 746.99 | each
1040250996 | 10" | 1013.68 | each
aquatherm Pump Flange Adapter Ring
PART # | PART SIZE | LIST PRICE | UNIT | NOTES
9795515713 | 1 1/4" | 27.16 | each | Used with part no. 0115514. American bolt pattern. For flange bolt size and torque, refer to the aquatherm Installer Manual. Flange rings are supplied in China. If purchasing requirements mandate materials from a designated country per the Trade Agreements Act (FAR 52.225-5), please contact your aquatherm Regional Sales Manager for pricing and availability.
9795515714 | 1 1/4" | 27.16 | each | Used with part no. 0115514, fitted to Grundfos model UP4375. American bolt pattern. For flange bolt size and torque, refer to the aquatherm Installer Manual. Flange rings are supplied in China. If purchasing requirements mandate materials from a designated country per the Trade Agreements Act (FAR 52.225-5), please contact your aquatherm Regional Sales Manager for pricing and availability.
9795515712 | 1" | 27.16 | each | Blue, used with part no. 0115512. American bolt pattern. For flange bolt size and torque, refer to the aquatherm Installer Manual. Flange rings are supplied in China. If purchasing requirements mandate materials from a designated country per the Trade Agreements Act (FAR 52.225-5), please contact your aquatherm Regional Sales Manager for pricing and availability.
Split Flange Ring - Stainless
PART # | PART SIZE | LIST PRICE | UNIT | NOTES
9790625712 | 1" | 121.95 | each | 316L Stainless Steel. ASME B16.5, Class 150 bolt pattern. Flange rings are supplied from China. If purchasing requirements mandate materials from a designated country per the Trade Agreements Act (FAR 52.225-5), please contact aquatherm for pricing and availability.
9790625714 | 1 1/4" | 121.99 | each | 316L Stainless Steel. ASME B16.5, Class 150 bolt pattern. Flange rings are supplied from China. If purchasing requirements mandate materials from a designated country per the Trade Agreements Act (FAR 52.225-5), please contact aquatherm for pricing and availability.
9790625716 | 1 1/2" | 130.06 | each | 316L Stainless Steel. ASME B16.5, Class 150 bolt pattern. Flange rings are supplied from China. If purchasing requirements mandate materials from a designated country per the Trade Agreements Act (FAR 52.225-5), please contact aquatherm for pricing and availability.
9790625718 | 2" | 172.2 | each | 316L Stainless Steel. ASME B16.5, Class 150 bolt pattern. Flange rings are supplied from China. If purchasing requirements mandate materials from a designated country per the Trade Agreements Act (FAR 52.225-5), please contact aquatherm for pricing and availability.
9790625720 | 2 1/2" | 215.22 | each | 316L Stainless Steel. ASME B16.5, Class 150 bolt pattern. Flange rings are supplied from China. If purchasing requirements mandate materials from a designated country per the Trade Agreements Act (FAR 52.225-5), please contact aquatherm for pricing and availability.
9790625722 | 3" | 227.71 | each | 316L Stainless Steel. ASME B16.5, Class 150 bolt pattern. Flange rings are supplied from China. If purchasing requirements mandate materials from a designated country per the Trade Agreements Act (FAR 52.225-5), please contact aquatherm for pricing and availability.
9790625726 | 4" | 313.77 | each | 316L Stainless Steel. ASME B16.5, Class 150 bolt pattern. Flange rings are supplied from China. If purchasing requirements mandate materials from a designated country per the Trade Agreements Act (FAR 52.225-5), please contact aquatherm for pricing and availability.
9790625730 | 6" | 466.11 | each | 316L Stainless Steel. ASME B16.5, Class 150 bolt pattern. Flange rings are supplied from China. If purchasing requirements mandate materials from a designated country per the Trade Agreements Act (FAR 52.225-5), please contact aquatherm for pricing and availability.
9790625734 | 8" | 609.49 | each | 316L Stainless Steel. ASME B16.5, Class 150 bolt pattern. Flange rings are supplied from China. If purchasing requirements mandate materials from a designated country per the Trade Agreements Act (FAR 52.225-5), please contact aquatherm for pricing and availability.
9790625738 | 10" | 855.99 | each | 316L Stainless Steel. ASME B16.5, Class 150 bolt pattern. Flange rings are supplied from China. If purchasing requirements mandate materials from a designated country per the Trade Agreements Act (FAR 52.225-5), please contact aquatherm for pricing and availability.
9790625742 | 12" | 1394.81 | each | 316L Stainless Steel. ASME B16.5, Class 150 bolt pattern. Flange rings are supplied from China. If purchasing requirements mandate materials from a designated country per the Trade Agreements Act (FAR 52.225-5), please contact aquatherm for pricing and availability.
9790625744 | 14" | 1580.63 | each | 316L Stainless Steel. ASME B16.5, Class 150 bolt pattern. Flange rings are supplied from China. If purchasing requirements mandate materials from a designated country per the Trade Agreements Act (FAR 52.225-5), please contact aquatherm for pricing and availability.
9790625746 | 16" | 1898.51 | each | 316L Stainless Steel. ASME B16.5, Class 150 bolt pattern. Flange rings are supplied from China. If purchasing requirements mandate materials from a designated country per the Trade Agreements Act (FAR 52.225-5), please contact aquatherm for pricing and availability.
9790625748 | 18" | 1922.76 | each | 316L Stainless Steel. ASME B16.5, Class 150 bolt pattern. Flange rings are supplied from China. If purchasing requirements mandate materials from a designated country per the Trade Agreements Act (FAR 52.225-5), please contact aquatherm for pricing and availability.
9790625750 | 20" | 2398.94 | each | 316L Stainless Steel. ASME B16.5, Class 150 bolt pattern. Flange rings are supplied from China. If purchasing requirements mandate materials from a designated country per the Trade Agreements Act (FAR 52.225-5), please contact aquatherm for pricing and availability.
9790625754 | 24" | 3455.49 | each | 316L Stainless Steel. ASME B16.5, Class 150 bolt pattern. Flange rings are supplied from China. If purchasing requirements mandate materials from a designated country per the Trade Agreements Act (FAR 52.225-5), please contact aquatherm for pricing and availability.
aquatherm Bushing (M to F)
PART # | PART SIZE | LIST PRICE | UNIT | NOTES
1040025923 | 3/4" to 1/2" | 2.93 | each | Female to male for use with standard fitting. Female side is identified by a socket-fitting structure, male side is identified with a beveled edge. Appearance of bushing will vary by dimension.
1040032924 | 1" to 1/2" | 3.91 | each | Female to male for use with standard fitting. Female side is identified by a socket-fitting structure, male side is identified with a beveled edge. Appearance of bushing will vary by dimension.
1040032925 | 1" to 3/4" | 3.91 | each | Female to male for use with standard fitting. Female side is identified by a socket-fitting structure, male side is identified with a beveled edge. Appearance of bushing will vary by dimension.
1040040928 | 1 1/4" to 1" | 6.02 | each | Female to male for use with standard fitting. Female side is identified by a socket-fitting structure, male side is identified with a beveled edge. Appearance of bushing will vary by dimension.
1040040926 | 1 1/4" to 1/2" | 6.02 | each | Female to male for use with standard fitting. Female side is identified by a socket-fitting structure, male side is identified with a beveled edge. Appearance of bushing will vary by dimension.
1040040927 | 1 1/4" to 3/4" | 6.02 | each | Female to male for use with standard fitting. Female side is identified by a socket-fitting structure, male side is identified with a beveled edge. Appearance of bushing will vary by dimension.
1040050932 | 1 1/2" to 1 1/4" | 9.95 | each | Female to male for use with standard fitting. Female side is identified by a socket-fitting structure, male side is identified with a beveled edge. Appearance of bushing will vary by dimension.
1040050931 | 1 1/2" to 1" | 9.95 | each | Female to male for use with standard fitting. Female side is identified by a socket-fitting structure, male side is identified with a beveled edge. Appearance of bushing will vary by dimension.
1040050929 | 1 1/2" to 1/2" | 9.95 | each | Female to male for use with standard fitting. Female side is identified by a socket-fitting structure, male side is identified with a beveled edge. Appearance of bushing will vary by dimension.
1040050930 | 1 1/2" to 3/4" | 9.95 | each | Female to male for use with standard fitting. Female side is identified by a socket-fitting structure, male side is identified with a beveled edge. Appearance of bushing will vary by dimension.
1040063937 | 2" to 1 1/2" | 19.9 | each | Female to male for use with standard fitting. Female side is identified by a socket-fitting structure, male side is identified with a beveled edge. Appearance of bushing will vary by dimension.
1040063936 | 2" to 1 1/4" | 19.9 | each | Female to male for use with standard fitting. Female side is identified by a socket-fitting structure, male side is identified with a beveled edge. Appearance of bushing will vary by dimension.
1040063935 | 2" to 1" | 19.9 | each | Female to male for use with standard fitting. Female side is identified by a socket-fitting structure, male side is identified with a beveled edge. Appearance of bushing will vary by dimension.
1040063933 | 2" to 1/2" | 19.9 | each | Female to male for use with standard fitting. Female side is identified by a socket-fitting structure, male side is identified with a beveled edge. Appearance of bushing will vary by dimension.
1040063934 | 2" to 3/4" | 19.9 | each | Female to male for use with standard fitting. Female side is identified by a socket-fitting structure, male side is identified with a beveled edge. Appearance of bushing will vary by dimension.
1040075939 | 2 1/2" to 1 1/2" | 22.27 | each | Female to male for use with standard fitting. Female side is identified by a socket-fitting structure, male side is identified with a beveled edge. Appearance of bushing will vary by dimension.
1040075938 | 2 1/2" to 1 1/4" | 22.27 | each | Female to male for use with standard fitting. Female side is identified by a socket-fitting structure, male side is identified with a beveled edge. Appearance of bushing will vary by dimension.
1040075943 | 2 1/2" to 1" | 22.27 | each | Female to male for use with standard fitting. Female side is identified by a socket-fitting structure, male side is identified with a beveled edge. Appearance of bushing will vary by dimension.
1040075941 | 2 1/2" to 1/2" | 22.27 | each | Female to male for use with standard fitting. Female side is identified by a socket-fitting structure, male side is identified with a beveled edge. Appearance of bushing will vary by dimension.
1040075940 | 2 1/2" to 2" | 22.27 | each | Female to male for use with standard fitting. Female side is identified by a socket-fitting structure, male side is identified with a beveled edge. Appearance of bushing will vary by dimension.
1040075942 | 2 1/2" to 3/4" | 22.27 | each | Female to male for use with standard fitting. Female side is identified by a socket-fitting structure, male side is identified with a beveled edge. Appearance of bushing will vary by dimension.
1040090944 | 3" to 1 1/2" | 49.6 | each | Female to male for use with standard fitting. Female side is identified by a socket-fitting structure, male side is identified with a beveled edge. Appearance of bushing will vary by dimension.
1040090946 | 3" to 2 1/2" | 49.6 | each | Female to male for use with standard fitting. Female side is identified by a socket-fitting structure, male side is identified with a beveled edge. Appearance of bushing will vary by dimension.
1040090945 | 3" to 2" | 49.6 | each | Female to male for use with standard fitting. Female side is identified by a socket-fitting structure, male side is identified with a beveled edge. Appearance of bushing will vary by dimension.
1040125950 | 4" to 2 1/2" | 96.74 | each | Female to male for use with standard fitting. Female side is identified by a socket-fitting structure, male side is identified with a beveled edge. Appearance of bushing will vary by dimension.
1040125951 | 4" to 3" | 120.32 | each | Female to male for use with standard fitting. Female side is identified by a socket-fitting structure, male side is identified with a beveled edge. Appearance of bushing will vary by dimension.
aquatherm Coupling
PART # | PART SIZE | LIST PRICE | UNIT | NOTES
1040020911 | 1/2" | 2.63 | each
1040025912 | 3/4" | 2.93 | each
1040032913 | 1" | 3.86 | each
1040040914 | 1 1/4" | 4.62 | each
1040050915 | 1 1/2" | 9.71 | each
1040063916 | 2" | 19.43 | each
1040075917 | 2 1/2" | 21.75 | each
1040090918 | 3" | 47.78 | each
1040125920 | 4" | 101.99 | each
aquatherm Cross
PART # | PART SIZE | LIST PRICE | UNIT | NOTES
1040020980 | 1/2" | 6.48 | each
1040025981 | 3/4" | 7.11 | each
1040032982 | 1" | 11.21 | each
1040040983 | 1 1/4" | 13.74 | each
aquatherm Cross-Over
PART # | PART SIZE | LIST PRICE | UNIT | NOTES
1090020925 | 1/2" | 7.86 | each
1090025926 | 3/4" | 14.65 | each
1090032927 | 1" | 29.34 | each
aquatherm Distribution Pipe
PART # | PART SIZE | LIST PRICE | UNIT | NOTES
9300130604 | 1" x 1/2" | 22.04 | each | 246 mm long, with four branch connections. This distribution pipe can be cut short or supplemented by fusion with additional distribution pipes as needed. The brass in this fitting meets potable water requirements.
aquatherm Elbow 45° (socket)
PART # | PART SIZE | LIST PRICE | UNIT | NOTES
1080020920 | 1/2" | 2.81 | each
1080025921 | 3/4" | 3.61 | each
1080032922 | 1" | 5.21 | each
1080040923 | 1 1/4" | 8.02 | each
1080050924 | 1 1/2" | 17.27 | each
1080063925 | 2" | 26.22 | each
1080075926 | 2 1/2" | 58.12 | each
1080090927 | 3" | 107.3 | each
1080125929 | 4" | 235.28 | each
aquatherm Elbow 90° (socket)
PART # | PART SIZE | LIST PRICE | UNIT | NOTES
1080020900 | 1/2" | 2.81 | each
1080025901 | 3/4" | 3.61 | each
1080032902 | 1" | 5.21 | each
1080040903 | 1 1/4" | 8.02 | each
1080050904 | 1 1/2" | 17.27 | each
1080063905 | 2" | 26.53 | each
1080075906 | 2 1/2" | 58.84 | each
1080090907 | 3" | 97.8 | each
1080125909 | 4" | 213.94 | each
aquatherm End Cap (Socket)
PART # | PART SIZE | LIST PRICE | UNIT | NOTES
1020020901 | 1/2" | 4.11 | each
1020025902 | 3/4" | 5.21 | each
1020032903 | 1" | 6.31 | each
1020040904 | 1 1/4" | 9.95 | each
1020050905 | 1 1/2" | 13.72 | each
1020063906 | 2" | 22.98 | each
1020075907 | 2 1/2" | 33.3 | each
1020090908 | 3" | 75.23 | each
1020110909 | 3 1/2" | 90.5 | each
1020125910 | 4" | 137.84 | each
aquatherm Flange Adapter (Socket)
PART # | PART SIZE | LIST PRICE | UNIT | NOTES
1020032910 | 1" | 9.08 | each | Socket fusion. Gasket not included. All sizes are compatible with butterfly valves. Minimum 1/8" thickness gasket recommended.
1020040911 | 1 1/4" | 10.71 | each | Socket fusion. Gasket not included. All sizes are compatible with butterfly valves. Minimum 1/8" thickness gasket recommended.
1020050912 | 1 1/2" | 16.76 | each | Socket fusion. Gasket not included. All sizes are compatible with butterfly valves. Minimum 1/8" thickness gasket recommended.
1020063913 | 2" | 18.89 | each | Socket fusion. Gasket not included. All sizes are compatible with butterfly valves. Minimum 1/8" thickness gasket recommended.
1020075914 | 2 1/2" | 26.45 | each | Socket fusion. Gasket not included. All sizes are compatible with butterfly valves. Minimum 1/8" thickness gasket recommended.
1020090915 | 3" | 53.8 | each | Socket fusion. Gasket not included. All sizes are compatible with butterfly valves. Minimum 1/8" thickness gasket recommended.
aquatherm Fusion Outlet - Socket
PART # | PART SIZE | LIST PRICE | UNIT | NOTES
1030040900 | 1 1/4" x 1/2" | 7.11 | each | Fusion outlet fitting has an SDR 6 rating. Allowances should be made for connection to other SDRs.
1030040901 | 1 1/4" x 3/4" | 7.11 | each | Fusion outlet fitting has an SDR 6 rating. Allowances should be made for connection to other SDRs.
1030050902 | 1 1/2" x 1/2" | 8.08 | each | Fusion outlet fitting has an SDR 6 rating. Allowances should be made for connection to other SDRs.
1030050903 | 1 1/2" x 3/4" | 8.08 | each | Fusion outlet fitting has an SDR 6 rating. Allowances should be made for connection to other SDRs.
1030063906 | 2" x 1" | 9.7 | each | Fusion outlet fitting has an SDR 6 rating. Allowances should be made for connection to other SDRs.
1030063904 | 2" x 1/2" | 9.7 | each | Fusion outlet fitting has an SDR 6 rating. Allowances should be made for connection to other SDRs.
1030063905 | 2" x 3/4" | 9.7 | each | Fusion outlet fitting has an SDR 6 rating. Allowances should be made for connection to other SDRs.
1030075910 | 2 1/2" x 1 1/4" | 11.32 | each | Fusion outlet fitting has an SDR 6 rating. Allowances should be made for connection to other SDRs.
1030075909 | 2 1/2" x 1" | 11.32 | each | Fusion outlet fitting has an SDR 6 rating. Allowances should be made for connection to other SDRs.
1030075907 | 2 1/2" x 1/2" | 11.32 | each | Fusion outlet fitting has an SDR 6 rating. Allowances should be made for connection to other SDRs.
1030075908 | 2 1/2" x 3/4" | 11.32 | each | Fusion outlet fitting has an SDR 6 rating. Allowances should be made for connection to other SDRs.
1030090914 | 3" x 1 1/4" | 12.94 | each | Fusion outlet fitting has an SDR 6 rating. Allowances should be made for connection to other SDRs.
1030090913 | 3" x 1" | 12.94 | each | Fusion outlet fitting has an SDR 6 rating. Allowances should be made for connection to other SDRs.
1030090911 | 3" x 1/2" | 12.94 | each | Fusion outlet fitting has an SDR 6 rating. Allowances should be made for connection to other SDRs.
1030090912 | 3" x 3/4 | 12.94 | each | Fusion outlet fitting has an SDR 6 rating. Allowances should be made for connection to other SDRs.
1030125923 | 4" x 1 1/4" | 16.18 | each | Fusion outlet fitting has an SDR 6 rating. Allowances should be made for connection to other SDRs.
1030125922 | 4" x 1" | 16.18 | each | Fusion outlet fitting has an SDR 6 rating. Allowances should be made for connection to other SDRs.
1030125920 | 4" x 1/2" | 16.18 | each | Fusion outlet fitting has an SDR 6 rating. Allowances should be made for connection to other SDRs.
1030125921 | 4" x 3/4" | 16.18 | each | Fusion outlet fitting has an SDR 6 rating. Allowances should be made for connection to other SDRs.
1030160929 | 6" x 1 1/4" | 17.59 | each | Fusion outlet fitting has an SDR 6 rating. Allowances should be made for connection to other SDRs.
1030160928 | 6" x 1" | 17.59 | each | Fusion outlet fitting has an SDR 6 rating. Allowances should be made for connection to other SDRs.
1030160926 | 6" x 1/2" | 17.59 | each | Fusion outlet fitting has an SDR 6 rating. Allowances should be made for connection to other SDRs.
1030160927 | 6" x 3/4" | 17.59 | each | Fusion outlet fitting has an SDR 6 rating. Allowances should be made for connection to other SDRs.
1030125924 | 4" x 1 1/2" | 18.43 | each | Fusion outlet fitting has an SDR 6 rating. Allowances should be made for connection to other SDRs.
1030250936 | 8 to 10" x 1" | 20.72 | each | Fusion outlet fitting has an SDR 6 rating. Allowances should be made for connection to other SDRs.
1030250934 | 8 to 10" x 1/2" | 20.72 | each | Fusion outlet fitting has an SDR 6 rating. Allowances should be made for connection to other SDRs.
1030250935 | 8 to 10" x 3/4" | 20.72 | each | Fusion outlet fitting has an SDR 6 rating. Allowances should be made for connection to other SDRs.
1030125925 | 4" x 2 | 25.27 | each | Fusion outlet fitting has an SDR 6 rating. Allowances should be made for connection to other SDRs.
1030200937 | 8" x 1 1/4" | 25.43 | each | Fusion outlet fitting has an SDR 6 rating. Allowances should be made for connection to other SDRs.
1030160930 | 6" x 1 1/2" | 32.34 | each | Fusion outlet fitting has an SDR 6 rating. Allowances should be made for connection to other SDRs.
1030250944 | 10" x 1 1/4" | 39.87 | each | Fusion outlet fitting has an SDR 6 rating. Allowances should be made for connection to other SDRs.
1030160931 | 6" x 2" | 39.87 | each | Fusion outlet fitting has an SDR 6 rating. Allowances should be made for connection to other SDRs.
1030200938 | 8" x 1 1/2" | 41.13 | each | Fusion outlet fitting has an SDR 6 rating. Allowances should be made for connection to other SDRs.
1030250945 | 10" x 1 1/2" | 44.26 | each | Fusion outlet fitting has an SDR 6 rating. Allowances should be made for connection to other SDRs.
1030200939 | 8" x 2" | 48.04 | each | Fusion outlet fitting has an SDR 6 rating. Allowances should be made for connection to other SDRs.
1030250946 | 10" x 2" | 51.8 | each | Fusion outlet fitting has an SDR 6 rating. Allowances should be made for connection to other SDRs.
1030160932 | 6" x 2 1/2" | 58.08 | each | Fusion outlet fitting has an SDR 6 rating. Allowances should be made for connection to other SDRs.
1030200940 | 8" x 2 1/2" | 73.45 | each | Fusion outlet fitting has an SDR 6 rating. Allowances should be made for connection to other SDRs.
1030250947 | 10" x 2 1/2" | 74.09 | each | Fusion outlet fitting has an SDR 6 rating. Allowances should be made for connection to other SDRs.
1030250948 | 10" x 3" | 76.6 | each | Fusion outlet fitting has an SDR 6 rating. Allowances should be made for connection to other SDRs.
1030200941 | 8" x 3" | 95.44 | each | Fusion outlet fitting has an SDR 6 rating. Allowances should be made for connection to other SDRs.
1030160933 | 6" x 3" | 97.95 | each | Fusion outlet fitting has an SDR 6 rating. Allowances should be made for connection to other SDRs.
1030315052 | 12" to 14" x 2" | 98.35 | each | Fusion outlet fitting has an SDR 6 rating. Allowances should be made for connection to other SDRs.
1030315053 | 12" to 14" x 2 1/2" | 106.1 | each | Fusion outlet fitting has an SDR 6 rating. Allowances should be made for connection to other SDRs.
1030500062 | 16" to 20" x 2 1/2" | 132.85 | each | Fusion outlet fitting has an SDR 6 rating. Allowances should be made for connection to other SDRs.
1030250950 | 10" x 4" | 159.16 | each | Fusion outlet fitting has an SDR 6 rating. Allowances should be made for connection to other SDRs.
1030200943 | 8" x 4" | 162.92 | each | Fusion outlet fitting has an SDR 6 rating. Allowances should be made for connection to other SDRs.
1030315054 | 12" x 3" | 164.18 | each | Fusion outlet fitting has an SDR 6 rating. Allowances should be made for connection to other SDRs.
1030355058 | 14" x 3" | 191.68 | each | Fusion outlet fitting has an SDR 6 rating. Allowances should be made for connection to other SDRs.
1030400064 | 16" x 4" | 224.97 | each | Fusion outlet fitting has an SDR 6 rating. Allowances should be made for connection to other SDRs.
1030500065 | 16" to 20" x 3" | 259.35 | each | Fusion outlet fitting has an SDR 6 rating. Allowances should be made for connection to other SDRs.
1030315056 | 12" x 4" | 349.38 | each | Fusion outlet fitting has an SDR 6 rating. Allowances should be made for connection to other SDRs.
1030500066 | 18" to 20" x 4" | 375.74 | each | Fusion outlet fitting has an SDR 6 rating. Allowances should be made for connection to other SDRs.
1030355060 | 14" x 4" | 417.64 | each | Fusion outlet fitting has an SDR 6 rating. Allowances should be made for connection to other SDRs.
1030630067 | 16" to 24" x 2" | 463.24 | each | Fusion outlet fitting has an SDR 6 rating. Allowances should be made for connection to other SDRs.
1030630069 | 22" to 24" x 2 1/2" | 681.56 | each
1030630070 | 22" to 24" x 3" | 769.95 | each | Fusion outlet fitting has an SDR 6 rating. Allowances should be made for connection to other SDRs.
1030630071 | 22" to 24" x 4" | 778.32 | each | Fusion outlet fitting has an SDR 6 rating. Allowances should be made for connection to other SDRs.
aquatherm Reducing Coupling F/F
PART # | PART SIZE | LIST PRICE | UNIT | NOTES
1040040967 | 1 1/4" to 1" | 9.3 | each
1040050969 | 1 1/2" to 1 1/4" | 14.02 | each
1040050968 | 1 1/2" to 1" | 14.02 | each
1040063971 | 2" to 1 1/2" | 27.97 | each
1040063970 | 2" to 1 1/4" | 27.97 | each
1040075972 | 2 1/2" to 1 1/2" | 30.73 | each
1040075973 | 2 1/2" to 2" | 30.73 | each
1040090975 | 3" to 2 1/2" | 41.43 | each
1040090974 | 3" to 2" | 41.43 | each
1040125978 | 4" to 3" | 95.67 | each
aquatherm Reducing Tee (Socket, Molded)
PART # | PART SIZE | LIST PRICE | UNIT | NOTES
1060020920 | 1/2" x 1/2" x 3/4" | 5.21 | each | Dimensions listed follow the order of inlet, outlet, branch. The length of some fittings may not fit all bench-top fusion equipment. Verify the equipment to be used is compatible with the fittings when ordering.
1060025921 | 3/4" x 1/2" x 1/2" | 5.21 | each | Dimensions listed follow the order of inlet, outlet, branch. The length of some fittings may not fit all bench-top fusion equipment. Verify the equipment to be used is compatible with the fittings when ordering.
1060025922 | 3/4" x 3/4" x 1/2" | 5.21 | each | Dimensions listed follow the order of inlet, outlet, branch. The length of some fittings may not fit all bench-top fusion equipment. Verify the equipment to be used is compatible with the fittings when ordering.
1060032925 | 1" x 1" x 1/2" | 6.55 | each | Dimensions listed follow the order of inlet, outlet, branch. The length of some fittings may not fit all bench-top fusion equipment. Verify the equipment to be used is compatible with the fittings when ordering.
1060032927 | 1" x 1" x 3/4" | 6.55 | each | Dimensions listed follow the order of inlet, outlet, branch. The length of some fittings may not fit all bench-top fusion equipment. Verify the equipment to be used is compatible with the fittings when ordering.
1060032924 | 1" x 1/2" x 1/2" | 6.55 | each | Dimensions listed follow the order of inlet, outlet, branch. The length of some fittings may not fit all bench-top fusion equipment. Verify the equipment to be used is compatible with the fittings when ordering.
1060032926 | 1" x 3/4" x 3/4" | 6.55 | each | Dimensions listed follow the order of inlet, outlet, branch. The length of some fittings may not fit all bench-top fusion equipment. Verify the equipment to be used is compatible with the fittings when ordering.
1060040930 | 1 1/4" x 1 1/4" x 1" | 10.12 | each | Dimensions listed follow the order of inlet, outlet, branch. The length of some fittings may not fit all bench-top fusion equipment. Verify the equipment to be used is compatible with the fittings when ordering.
1060040928 | 1 1/4" x 1 1/4" x 1/2" | 10.12 | each | Dimensions listed follow the order of inlet, outlet, branch. The length of some fittings may not fit all bench-top fusion equipment. Verify the equipment to be used is compatible with the fittings when ordering.
1060040929 | 1 1/4" x 1 1/4" x 3/4" | 10.12 | each | Dimensions listed follow the order of inlet, outlet, branch. The length of some fittings may not fit all bench-top fusion equipment. Verify the equipment to be used is compatible with the fittings when ordering.
1060050934 | 1 1/2" x 1 1/2" x 1 1/4" | 28.88 | each | Dimensions listed follow the order of inlet, outlet, branch. The length of some fittings may not fit all bench-top fusion equipment. Verify the equipment to be used is compatible with the fittings when ordering.
1060050933 | 1 1/2" x 1 1/2" x 1" | 28.88 | each | Dimensions listed follow the order of inlet, outlet, branch. The length of some fittings may not fit all bench-top fusion equipment. Verify the equipment to be used is compatible with the fittings when ordering.
1060050931 | 1 1/2" x 1 1/2" x 1/2" | 28.88 | each | Dimensions listed follow the order of inlet, outlet, branch. The length of some fittings may not fit all bench-top fusion equipment. Verify the equipment to be used is compatible with the fittings when ordering.
1060050932 | 1 1/2" x 1 1/2" x 3/4" | 28.88 | each | Dimensions listed follow the order of inlet, outlet, branch. The length of some fittings may not fit all bench-top fusion equipment. Verify the equipment to be used is compatible with the fittings when ordering.
1060063939 | 2" x 2" x 1 1/2" | 38.86 | each | Dimensions listed follow the order of inlet, outlet, branch. The length of some fittings may not fit all bench-top fusion equipment. Verify the equipment to be used is compatible with the fittings when ordering.
1060063938 | 2" x 2" x 1 1/4" | 38.86 | each | Dimensions listed follow the order of inlet, outlet, branch. The length of some fittings may not fit all bench-top fusion equipment. Verify the equipment to be used is compatible with the fittings when ordering.
1060063937 | 2" x 2" x 1" | 38.86 | each | Dimensions listed follow the order of inlet, outlet, branch. The length of some fittings may not fit all bench-top fusion equipment. Verify the equipment to be used is compatible with the fittings when ordering.
1060063935 | 2" x 2" x 1/2" | 38.86 | each | Dimensions listed follow the order of inlet, outlet, branch. The length of some fittings may not fit all bench-top fusion equipment. Verify the equipment to be used is compatible with the fittings when ordering.
1060063936 | 2" x 2" x 3/4" | 38.86 | each | Dimensions listed follow the order of inlet, outlet, branch. The length of some fittings may not fit all bench-top fusion equipment. Verify the equipment to be used is compatible with the fittings when ordering.
1060075944 | 2 1/2" x 2 1/2" x 1 1/2" | 63.37 | each | Dimensions listed follow the order of inlet, outlet, branch. The length of some fittings may not fit all bench-top fusion equipment. Verify the equipment to be used is compatible with the fittings when ordering.
1060075943 | 2 1/2" x 2 1/2" x 1 1/4" | 63.37 | each | Dimensions listed follow the order of inlet, outlet, branch. The length of some fittings may not fit all bench-top fusion equipment. Verify the equipment to be used is compatible with the fittings when ordering.
1060075942 | 2 1/2" x 2 1/2" x 1" | 63.37 | each | Dimensions listed follow the order of inlet, outlet, branch. The length of some fittings may not fit all bench-top fusion equipment. Verify the equipment to be used is compatible with the fittings when ordering.
1060075940 | 2 1/2" x 2 1/2" x 1/2" | 63.37 | each | Dimensions listed follow the order of inlet, outlet, branch. The length of some fittings may not fit all bench-top fusion equipment. Verify the equipment to be used is compatible with the fittings when ordering.
1060075945 | 2 1/2" x 2 1/2" x 2" | 63.37 | each | Dimensions listed follow the order of inlet, outlet, branch. The length of some fittings may not fit all bench-top fusion equipment. Verify the equipment to be used is compatible with the fittings when ordering.
1060075941 | 2 1/2" x 2 1/2" x 3/4" | 63.37 | each | Dimensions listed follow the order of inlet, outlet, branch. The length of some fittings may not fit all bench-top fusion equipment. Verify the equipment to be used is compatible with the fittings when ordering.
1060090948 | 3" x 3" x 1 1/2" | 127.03 | each | Dimensions listed follow the order of inlet, outlet, branch. The length of some fittings may not fit all bench-top fusion equipment. Verify the equipment to be used is compatible with the fittings when ordering.
1060090947 | 3" x 3" x 1 1/4" | 127.03 | each | Dimensions listed follow the order of inlet, outlet, branch. The length of some fittings may not fit all bench-top fusion equipment. Verify the equipment to be used is compatible with the fittings when ordering.
1060090946 | 3" x 3" x 1" | 127.03 | each | Dimensions listed follow the order of inlet, outlet, branch. The length of some fittings may not fit all bench-top fusion equipment. Verify the equipment to be used is compatible with the fittings when ordering.
1060090950 | 3" x 3" x 2 1/2" | 127.03 | each | Dimensions listed follow the order of inlet, outlet, branch. The length of some fittings may not fit all bench-top fusion equipment. Verify the equipment to be used is compatible with the fittings when ordering.
1060090949 | 3" x 3" x 2" | 127.03 | each | Dimensions listed follow the order of inlet, outlet, branch. The length of some fittings may not fit all bench-top fusion equipment. Verify the equipment to be used is compatible with the fittings when ordering.
1060125954 | 4" x 4" x 2 1/2" | 229.89 | each | Dimensions listed follow the order of inlet, outlet, branch. The length of some fittings may not fit all bench-top fusion equipment. Verify the equipment to be used is compatible with the fittings when ordering.
1060125955 | 4" x 4" x 3" | 237.87 | each | Dimensions listed follow the order of inlet, outlet, branch. The length of some fittings may not fit all bench-top fusion equipment. Verify the equipment to be used is compatible with the fittings when ordering.
aquatherm SDR 11 Butt Fusion Reducer
PART # | PART SIZE | LIST PRICE | UNIT | NOTES
1044450073 | 18" to 16" | 3034.24 | each | The butt fusion reducer can be used with either the aquatherm green Pipe or aquatherm blue Pipe systems, but are all molded from the green fusiolen® material. The SDR of the fittings must match the SDR of the pipe. The length of some fittings may not accommodate all butt-fusion equipment. Verify the equipment to be used is comptabile with the fittings when ordering.
1044200960 | 8" to 6" | 139.49 | each | The butt fusion reducer can be used with either the aquatherm green Pipe or aquatherm blue Pipe systems, but are all molded from the green fusiolen® material. The SDR of the fittings must match the SDR of the pipe. The length of some fittings may not accommodate all butt-fusion equipment. Verify the equipment to be used is comptabile with the fittings when ordering.
1044250962 | 10" to 6" | 183.39 | each | The butt fusion reducer can be used with either the aquatherm green Pipe or aquatherm blue Pipe systems, but are all molded from the green fusiolen® material. The SDR of the fittings must match the SDR of the pipe. The length of some fittings may not accommodate all butt-fusion equipment. Verify the equipment to be used is comptabile with the fittings when ordering.
1044250964 | 10" to 8" | 206.26 | each | The butt fusion reducer can be used with either the aquatherm green Pipe or aquatherm blue Pipe systems, but are all molded from the green fusiolen® material. The SDR of the fittings must match the SDR of the pipe. The length of some fittings may not accommodate all butt-fusion equipment. Verify the equipment to be used is comptabile with the fittings when ordering.
1044315121 | 12" to 8" | 366.84 | each | The butt fusion reducer can be used with either the aquatherm green Pipe or aquatherm blue Pipe systems, but are all molded from the green fusiolen® material. The SDR of the fittings must match the SDR of the pipe. The length of some fittings may not accommodate all butt-fusion equipment. Verify the equipment to be used is comptabile with the fittings when ordering.
1044315966 | 12" to 10" | 768.4 | each | The butt fusion reducer can be used with either the aquatherm green Pipe or aquatherm blue Pipe systems, but are all molded from the green fusiolen® material. The SDR of the fittings must match the SDR of the pipe. The length of some fittings may not accommodate all butt-fusion equipment. Verify the equipment to be used is comptabile with the fittings when ordering.
1044355066 | 14" to 10" | 994.88 | each | The butt fusion reducer can be used with either the aquatherm green Pipe or aquatherm blue Pipe systems, but are all molded from the green fusiolen® material. The SDR of the fittings must match the SDR of the pipe. The length of some fittings may not accommodate all butt-fusion equipment. Verify the equipment to be used is comptabile with the fittings when ordering.
1044355067 | 14" to 12" | 1392.7 | each | The butt fusion reducer can be used with either the aquatherm green Pipe or aquatherm blue Pipe systems, but are all molded from the green fusiolen® material. The SDR of the fittings must match the SDR of the pipe. The length of some fittings may not accommodate all butt-fusion equipment. Verify the equipment to be used is comptabile with the fittings when ordering.
1044400068 | 16" to 10" | 2113.03 | each | The butt fusion reducer can be used with either the aquatherm green Pipe or aquatherm blue Pipe systems, but are all molded from the green fusiolen® material. The SDR of the fittings must match the SDR of the pipe. The length of some fittings may not accommodate all butt-fusion equipment. Verify the equipment to be used is comptabile with the fittings when ordering.
1044400069 | 16" to 12" | 2158.19 | each | The butt fusion reducer can be used with either the aquatherm green Pipe or aquatherm blue Pipe systems, but are all molded from the green fusiolen® material. The SDR of the fittings must match the SDR of the pipe. The length of some fittings may not accommodate all butt-fusion equipment. Verify the equipment to be used is comptabile with the fittings when ordering.
1044400070 | 16" to 14" | 2202.21 | each | The butt fusion reducer can be used with either the aquatherm green Pipe or aquatherm blue Pipe systems, but are all molded from the green fusiolen® material. The SDR of the fittings must match the SDR of the pipe. The length of some fittings may not accommodate all butt-fusion equipment. Verify the equipment to be used is comptabile with the fittings when ordering.
1044450072 | 18" to 14" | 3128.37 | each | The butt fusion reducer can be used with either the aquatherm green Pipe or aquatherm blue Pipe systems, but are all molded from the green fusiolen® material. The SDR of the fittings must match the SDR of the pipe. The length of some fittings may not accommodate all butt-fusion equipment. Verify the equipment to be used is comptabile with the fittings when ordering.
1044450071 | 18" to 12" | 3373.87 | each | The butt fusion reducer can be used with either the aquatherm green Pipe or aquatherm blue Pipe systems, but are all molded from the green fusiolen® material. The SDR of the fittings must match the SDR of the pipe. The length of some fittings may not accommodate all butt-fusion equipment. Verify the equipment to be used is comptabile with the fittings when ordering.
aquatherm SDR 11 Fusion Outlet - Butt Fusion
PART # | PART SIZE | LIST PRICE | UNIT | NOTES
1034315057 | 12" x 6" | 408.72 | each | The necessary fusion heads are part no. 0050614-0050640. Fusion outlet fitting is rated at SDR 11. Allowances should be made for connection to other SDRs.
1034355061 | 14" x 6" | 483.46 | each | The necessary fusion heads are part no. 0050614-0050640. Fusion outlet fitting is rated at SDR 11. Allowances should be made for connection to other SDRs.
1034355004 | 14" x 8" | 597.19 | each | The necessary fusion heads are part no. 0050614-0050640. Fusion outlet fitting is rated at SDR 11. Allowances should be made for connection to other SDRs.
1034400008 | 16" x 6" to 10" | 1471.85 | each | Molded fitting designed to accommodate a range of branch sizes. If needed, fitting can be cut and butt fused to the larger diameters in the given range. The necessary fusion heads are part no. 0050614-0050640. Fusion outlet fitting is rated at SDR 11. Allowances should be made for connection to other SDRs. Verify the equipment to be used is compatible with the fittings when ordering.
1030450010 | 18" x 6" to 10" | 1476.33 | each | Molded fitting designed to accommodate a range of branch sizes. If needed, fitting can be cut and butt fused to the larger diameters in the given range. The necessary fusion heads are part no. 0050614-0050640. Fusion outlet fitting is rated at SDR 11. Allowances should be made for connection to other SDRs. Verify the equipment to be used is compatible with the fittings when ordering.
1034500012 | 20" x 6" to 10" | 1477.82 | each | Molded fitting designed to accommodate a range of branch sizes. If needed, fitting can be cut and butt fused to the larger diameters in the given range. The necessary fusion heads are part no. 0050614-0050640. Fusion outlet fitting is rated at SDR 11. Allowances should be made for connection to other SDRs. Verify the equipment to be used is compatible with the fittings when ordering.
1034630015 | 24" x 6" to 10" | 1507.35 | each | Molded fitting designed to accommodate a range of branch sizes. If needed, fitting can be cut and butt fused to the larger diameters in the given range. The necessary fusion heads are part no. 0050614-0050640. Fusion outlet fitting is rated at SDR 11. Allowances should be made for connection to other SDRs. Verify the equipment to be used is compatible with the fittings when ordering.
1030450011 | 18" x 12" | 1676.83 | each | The necessary fusion heads are part no. 0050614-0050640. Fusion outlet fitting is rated at SDR 11. Allowances should be made for connection to other SDRs.
1034500013 | 20" x 12" | 1694.14 | each | The necessary fusion heads are part no. 0050614-0050640. Fusion outlet fitting is rated at SDR 11. Allowances should be made for connection to other SDRs.
1034630016 | 24" x 12" | 1937.6 | each | The necessary fusion heads are part no. 0050614-0050640. Fusion outlet fitting is rated at SDR 11. Allowances should be made for connection to other SDRs.
aquatherm SDR 11 Reducing Coupling
PART # | PART SIZE | LIST PRICE | UNIT | NOTES
1044160956 | 6" to 4" | 124.09 | each | Socket fused on one side, butt fused on the other. This fitting can be used with either the aquatherm green Pipe or aquatherm blue Pipe systems, but are all molded from the green fusiolen® material. The SDR of the fittings must match the SDR of the pipe. The length of some fittings may not accommodate all butt-fusion equipment. Verify the equipment to be used is compatible with the fittings when ordering.
1044200958 | 8" to 4" | 137.2 | each | Socket fused on one side, butt fused on the other. This fitting can be used with either the aquatherm green Pipe or aquatherm blue Pipe systems, but are all molded from the green fusiolen® material. The SDR of the fittings must match the SDR of the pipe. The length of some fittings may not accommodate all butt-fusion equipment. Verify the equipment to be used is compatible with the fittings when ordering.
aquatherm SDR 17.6 Reducing Coupling
PART # | PART SIZE | LIST PRICE | UNIT | NOTES
2047160002 | 6" to 4" | 61.55 | each | Socket fused on one side, butt fused on the other. This fitting can be used with either the aquatherm green Pipe or aquatherm blue Pipe systems, but are all molded from the green fusiolen® material. The SDR of the fittings must match the SDR of the pipe. The length of some fittings may not accommodate all butt-fusion equipment. Verify the equipment to be used is compatible with the fittings when ordering.
2047200003 | 8" to 4" | 98.38 | each | Socket fused on one side, butt fused on the other. This fitting can be used with either the aquatherm green Pipe or aquatherm blue Pipe systems, but are all molded from the green fusiolen® material. The SDR of the fittings must match the SDR of the pipe. The length of some fittings may not accommodate all butt-fusion equipment. Verify the equipment to be used is compatible with the fittings when ordering.
aquatherm SDR 7.4 Flange Adapter (Butt-Fusion)
PART # | PART SIZE | LIST PRICE | UNIT | NOTES
1020125917 | 4" | 136.66 | each | Socket fusion. Gasket not included. All sizes are compatible with butterfly valves. Minimum 1/8" thickness gasket recommended. May be butt-fused or paired with a coupling (part no. 0111026, sold separately).
aquatherm Street 45° F/M
PART # | PART SIZE | LIST PRICE | UNIT | NOTES
1080020936 | 1/2" | 2.78 | each
1080025937 | 3/4" | 3.61 | each
1080032938 | 1" | 5.21 | each
1080040939 | 1 1/4" | 8.02 | each
aquatherm Street 90° F/M
PART # | PART SIZE | LIST PRICE | UNIT | NOTES
1080020916 | 1/2" | 2.81 | each
1080025917 | 3/4" | 3.61 | each
1080032918 | 1" | 5.21 | each
1080040919 | 1 1/4" | 8.02 | each
aquatherm Tee (Socket)
PART # | PART SIZE | LIST PRICE | UNIT | NOTES
1060020900 | 1/2" | 3.79 | each | The length of some fittings may not fit all bench-top fusion equipment. Verify the equipment to be used is compatible with the fittings when ordering.
1060025901 | 3/4" | 5.21 | each | The length of some fittings may not fit all bench-top fusion equipment. Verify the equipment to be used is compatible with the fittings when ordering.
1060032902 | 1" | 6.62 | each | The length of some fittings may not fit all bench-top fusion equipment. Verify the equipment to be used is compatible with the fittings when ordering.
1060040903 | 1 1/4" | 10.12 | each | The length of some fittings may not fit all bench-top fusion equipment. Verify the equipment to be used is compatible with the fittings when ordering.
1060050904 | 1 1/2" | 28.88 | each | The length of some fittings may not fit all bench-top fusion equipment. Verify the equipment to be used is compatible with the fittings when ordering.
1060063905 | 2" | 41.35 | each | The length of some fittings may not fit all bench-top fusion equipment. Verify the equipment to be used is compatible with the fittings when ordering.
1060075906 | 2 1/2" | 69.29 | each | The length of some fittings may not fit all bench-top fusion equipment. Verify the equipment to be used is compatible with the fittings when ordering.
1060090907 | 3" | 114.4 | each | The length of some fittings may not fit all bench-top fusion equipment. Verify the equipment to be used is compatible with the fittings when ordering.
1060125909 | 4" | 237.05 | each | The length of some fittings may not fit all bench-top fusion equipment. Verify the equipment to be used is compatible with the fittings when ordering.
aquatherm Back Plate Elbow (threaded) - Lead-free Brass NPT
PART # | PART SIZE | LIST PRICE | UNIT | NOTES
1090020900 | (1/2") x 1/2" F | 10.44 | each | Zero-lead (potable) brass (NPT)
1090025903 | (3/4") x 1/2" F | 10.44 | each | Zero-lead (potable) brass (NPT)
1090020901 | (1/2") x 3/4" F | 15.52 | each | Zero-lead (potable) brass (NPT)
1090025902 | (3/4") x 3/4" F | 15.52 | each | Zero-lead (potable) brass (NPT)
aquatherm Back Plate Elbow (threaded) - Stainless Steel ISO
PART # | PART SIZE | LIST PRICE | UNIT | NOTES
1090020070 | (1/2") x 1/2" F | 48.19 | each | Stainless steel threads (ISO)
1090025073 | (3/4") x 1/2" F | 52.55 | each | Stainless steel threads (ISO)
1090020071 | (1/2") x 3/4" F | 62.86 | each | Stainless steel threads (ISO)
1090025072 | (3/4") x 3/4" F | 69.56 | each | Stainless steel threads (ISO)
aquatherm Flow Meter Well - Lead-free Brass
PART # | PART SIZE | LIST PRICE | UNIT | NOTES
9790628481 | 2 1/2" x 1 1/4" F | 249.59 | each | May also be used for thermometer well. Other sizes are readily available upon request. The brass in this fitting may or may not meet potable water standards depending on the brass fitting chosen to make up the fitting. Additional sizes and combinations are available. Contact aquatherm for availability and cost.
9790628480 | 2" x 1 1/4" F | 249.59 | each | May also be used for thermometer well. Other sizes are readily available upon request. The brass in this fitting may or may not meet potable water standards depending on the brass fitting chosen to make up the fitting. Additional sizes and combinations are available. Contact aquatherm for availability and cost.
9790628482 | 3" x 1 1/4" F | 249.59 | each | May also be used for thermometer well. Other sizes are readily available upon request. The brass in this fitting may or may not meet potable water standards depending on the brass fitting chosen to make up the fitting. Additional sizes and combinations are available. Contact aquatherm for availability and cost.
9790628484 | 4" x 1 1/4" F | 249.59 | each | May also be used for thermometer well. Other sizes are readily available upon request. The brass in this fitting may or may not meet potable water standards depending on the brass fitting chosen to make up the fitting. Additional sizes and combinations are available. Contact aquatherm for availability and cost.
9790628485 | 6" x 1 1/4" F | 250.57 | each | May also be used for thermometer well. Other sizes are readily available upon request. The brass in this fitting may or may not meet potable water standards depending on the brass fitting chosen to make up the fitting. Additional sizes and combinations are available. Contact aquatherm for availability and cost.
9790628486 | 8" x 1 1/4" F | 252.47 | each | May also be used for thermometer well. Other sizes are readily available upon request. The brass in this fitting may or may not meet potable water standards depending on the brass fitting chosen to make up the fitting. Additional sizes and combinations are available. Contact aquatherm for availability and cost.
9790628487 | 10" x 1 1/4" F | 256.01 | each | May also be used for thermometer well. Other sizes are readily available upon request. The brass in this fitting may or may not meet potable water standards depending on the brass fitting chosen to make up the fitting. Additional sizes and combinations are available. Contact aquatherm for availability and cost.
9790628500 | 4" x 1 1/2" F | 260.16 | each | May also be used for thermometer well. Other sizes are readily available upon request. The brass in this fitting may or may not meet potable water standards depending on the brass fitting chosen to make up the fitting. Additional sizes and combinations are available. Contact aquatherm for availability and cost.
9790628501 | 6" x 1 1/2" F | 262.5 | each | May also be used for thermometer well. Other sizes are readily available upon request. The brass in this fitting may or may not meet potable water standards depending on the brass fitting chosen to make up the fitting. Additional sizes and combinations are available. Contact aquatherm for availability and cost.
9790628502 | 8" x 1 1/2" F | 264.75 | each | May also be used for thermometer well. Other sizes are readily available upon request. The brass in this fitting may or may not meet potable water standards depending on the brass fitting chosen to make up the fitting. Additional sizes and combinations are available. Contact aquatherm for availability and cost.
9790628503 | 10" x 1 1/2" F | 265.39 | each | May also be used for thermometer well. Other sizes are readily available upon request. The brass in this fitting may or may not meet potable water standards depending on the brass fitting chosen to make up the fitting. Additional sizes and combinations are available. Contact aquatherm for availability and cost.
9790628520 | 4" x 2" F | 295.23 | each | May also be used for thermometer well. Other sizes are readily available upon request. The brass in this fitting may or may not meet potable water standards depending on the brass fitting chosen to make up the fitting. Additional sizes and combinations are available. Contact aquatherm for availability and cost.
9790628521 | 6" x 2" F | 297.42 | each | May also be used for thermometer well. Other sizes are readily available upon request. The brass in this fitting may or may not meet potable water standards depending on the brass fitting chosen to make up the fitting. Additional sizes and combinations are available. Contact aquatherm for availability and cost.
9790628522 | 8" x 2" F | 299.45 | each | May also be used for thermometer well. Other sizes are readily available upon request. The brass in this fitting may or may not meet potable water standards depending on the brass fitting chosen to make up the fitting. Additional sizes and combinations are available. Contact aquatherm for availability and cost.
9790628523 | 10" x 2" F | 300.3 | each | May also be used for thermometer well. Other sizes are readily available upon request. The brass in this fitting may or may not meet potable water standards depending on the brass fitting chosen to make up the fitting. Additional sizes and combinations are available. Contact aquatherm for availability and cost.
9790628525 | 16" to 24" x 2" F | 324.85 | each | May also be used for thermometer well. Other sizes are readily available upon request. The brass in this fitting may or may not meet potable water standards depending on the brass fitting chosen to make up the fitting. Additional sizes and combinations are available. Contact aquatherm for availability and cost.
9790628524 | 12" to 14" x 2" F | 336.22 | each | May also be used for thermometer well. Other sizes are readily available upon request. The brass in this fitting may or may not meet potable water standards depending on the brass fitting chosen to make up the fitting. Additional sizes and combinations are available. Contact aquatherm for availability and cost.
aquatherm Flow Meter Well - Stainless Steel
PART # | PART SIZE | LIST PRICE | UNIT | NOTES
9791128481 | 2 1/2" x 1 1/4" F | 206.44 | each | May also be used for thermometer well. Other sizes are readily available upon request. Metal insert is made with stainless steel, not brass as pictured. Additional sizes and combinations are available. Contact aquatherm for availability and cost.
9791128480 | 2" x 1 1/4" F | 206.44 | each | May also be used for thermometer well. Other sizes are readily available upon request. Metal insert is made with stainless steel, not brass as pictured. Additional sizes and combinations are available. Contact aquatherm for availability and cost.
9791128482 | 3" x 1 1/4" F | 208.16 | each | May also be used for thermometer well. Other sizes are readily available upon request. Metal insert is made with stainless steel, not brass as pictured. Additional sizes and combinations are available. Contact aquatherm for availability and cost.
9791128484 | 4" x 1 1/4" F | 211.61 | each | May also be used for thermometer well. Other sizes are readily available upon request. Metal insert is made with stainless steel, not brass as pictured. Additional sizes and combinations are available. Contact aquatherm for availability and cost.
9791128485 | 6" x 1 1/4" F | 213.1 | each | May also be used for thermometer well. Other sizes are readily available upon request. Metal insert is made with stainless steel, not brass as pictured. Additional sizes and combinations are available. Contact aquatherm for availability and cost.
9791128486 | 8" x 1 1/4" F | 221.44 | each | May also be used for thermometer well. Other sizes are readily available upon request. Metal insert is made with stainless steel, not brass as pictured. Additional sizes and combinations are available. Contact aquatherm for availability and cost.
9791128487 | 10" x 1 1/4" F | 236.79 | each | May also be used for thermometer well. Other sizes are readily available upon request. Metal insert is made with stainless steel, not brass as pictured. Additional sizes and combinations are available. Contact aquatherm for availability and cost.
9791128500 | 4" x 1 1/2" F | 251.18 | each | May also be used for thermometer well. Other sizes are readily available upon request. Metal insert is made with stainless steel, not brass as pictured. Additional sizes and combinations are available. Contact aquatherm for availability and cost.
9791128501 | 6" x 1 1/2" F | 265.95 | each | May also be used for thermometer well. Other sizes are readily available upon request. Metal insert is made with stainless steel, not brass as pictured. Additional sizes and combinations are available. Contact aquatherm for availability and cost.
9791128503 | 10" x 1 1/2" F | 278.64 | each | May also be used for thermometer well. Other sizes are readily available upon request. Metal insert is made with stainless steel, not brass as pictured. Additional sizes and combinations are available. Contact aquatherm for availability and cost.
9791128502 | 8" x 1 1/2" F | 388.09 | each | May also be used for thermometer well. Other sizes are readily available upon request. Metal insert is made with stainless steel, not brass as pictured. Additional sizes and combinations are available. Contact aquatherm for availability and cost.
9791128520 | 4" x 2" F | 465.57 | each | May also be used for thermometer well. Other sizes are readily available upon request. Metal insert is made with stainless steel, not brass as pictured. Additional sizes and combinations are available. Contact aquatherm for availability and cost.
9791128521 | 6" x 2" F | 481.1 | each | May also be used for thermometer well. Other sizes are readily available upon request. Metal insert is made with stainless steel, not brass as pictured. Additional sizes and combinations are available. Contact aquatherm for availability and cost.
9791128522 | 8" x 2" F | 489.78 | each | May also be used for thermometer well. Other sizes are readily available upon request. Metal insert is made with stainless steel, not brass as pictured. Additional sizes and combinations are available. Contact aquatherm for availability and cost.
9791128523 | 10" x 2" F | 493.78 | each | May also be used for thermometer well. Other sizes are readily available upon request. Metal insert is made with stainless steel, not brass as pictured. Additional sizes and combinations are available. Contact aquatherm for availability and cost.
9791128524 | 12" to 14" x 2" F | 543.26 | each | May also be used for thermometer well. Other sizes are readily available upon request. Metal insert is made with stainless steel, not brass as pictured. Additional sizes and combinations are available. Contact aquatherm for availability and cost.
9791128525 | 16" to 24" x 2" F | 948.28 | each | May also be used for thermometer well. Other sizes are readily available upon request. Metal insert is made with stainless steel, not brass as pictured. Additional sizes and combinations are available. Contact aquatherm for availability and cost.
aquatherm Fusion Outlet (F) - Lead-free Brass NPT
PART # | PART SIZE | LIST PRICE | UNIT | NOTES
1030050911 | 1 1/2" x 1/2" F | 15.09 | each | Zero-lead (potable) Brass (NPT). Includes hex-shaped female thread, weld-in surface and weld-in socket for fusion with the inner wall of the pipe. The necessary fusion heads are part no. 0050614 - 0050640.
1030040910 | 1 1/4" x 1/2" F | 15.09 | each | Zero-lead (potable) Brass (NPT). Includes hex-shaped female thread, weld-in surface and weld-in socket for fusion with the inner wall of the pipe. The necessary fusion heads are part no. 0050614 - 0050640.
1030075913 | 2 1/2" x 1/2" F | 15.09 | each | Zero-lead (potable) Brass (NPT). Includes hex-shaped female thread, weld-in surface and weld-in socket for fusion with the inner wall of the pipe. The necessary fusion heads are part no. 0050614 - 0050640.
1030063912 | 2" x 1/2" F | 15.09 | each | Zero-lead (potable) Brass (NPT). Includes hex-shaped female thread, weld-in surface and weld-in socket for fusion with the inner wall of the pipe. The necessary fusion heads are part no. 0050614 - 0050640.
1030090915 | 3" x 1/2" F | 15.09 | each | Zero-lead (potable) Brass (NPT). Includes hex-shaped female thread, weld-in surface and weld-in socket for fusion with the inner wall of the pipe. The necessary fusion heads are part no. 0050614 - 0050640.
1030125916 | 4" x 1/2" F | 15.09 | each | Zero-lead (potable) Brass (NPT). Includes hex-shaped female thread, weld-in surface and weld-in socket for fusion with the inner wall of the pipe. The necessary fusion heads are part no. 0050614 - 0050640.
1030160917 | 6" x 1/2" F | 15.09 | each | Zero-lead (potable) Brass (NPT). Includes hex-shaped female thread, weld-in surface and weld-in socket for fusion with the inner wall of the pipe. The necessary fusion heads are part no. 0050614 - 0050640.
1030250918 | 8 to 10" x 1/2" F | 15.09 | each | Zero-lead (potable) Brass (NPT). Includes hex-shaped female thread, weld-in surface and weld-in socket for fusion with the inner wall of the pipe. The necessary fusion heads are part no. 0050614 - 0050640.
1030050920 | 1 1/2" x 3/4" F | 19.4 | each | Zero-lead (potable) Brass (NPT). Includes hex-shaped female thread, weld-in surface and weld-in socket for fusion with the inner wall of the pipe. The necessary fusion heads are part no. 0050614 - 0050640.
1030040919 | 1 1/4" x 3/4" F | 19.4 | each | Zero-lead (potable) Brass (NPT). Includes hex-shaped female thread, weld-in surface and weld-in socket for fusion with the inner wall of the pipe. The necessary fusion heads are part no. 0050614 - 0050640.
1030075922 | 2 1/2" x 3/4" F | 19.4 | each | Zero-lead (potable) Brass (NPT). Includes hex-shaped female thread, weld-in surface and weld-in socket for fusion with the inner wall of the pipe. The necessary fusion heads are part no. 0050614 - 0050640.
1030063921 | 2" x 3/4" F | 19.4 | each | Zero-lead (potable) Brass (NPT). Includes hex-shaped female thread, weld-in surface and weld-in socket for fusion with the inner wall of the pipe. The necessary fusion heads are part no. 0050614 - 0050640.
1030090923 | 3" x 3/4" F | 19.4 | each | Zero-lead (potable) Brass (NPT). Includes hex-shaped female thread, weld-in surface and weld-in socket for fusion with the inner wall of the pipe. The necessary fusion heads are part no. 0050614 - 0050640.
1030125926 | 4" x 3/4" F | 19.4 | each | Zero-lead (potable) Brass (NPT). Includes hex-shaped female thread, weld-in surface and weld-in socket for fusion with the inner wall of the pipe. The necessary fusion heads are part no. 0050614 - 0050640.
1030160826 | 6" x 3/4" F | 19.4 | each | Zero-lead (potable) Brass (NPT). Includes hex-shaped female thread, weld-in surface and weld-in socket for fusion with the inner wall of the pipe. The necessary fusion heads are part no. 0050614 - 0050640.
1030250927 | 8 to 10" x 3/4" F | 19.4 | each | Zero-lead (potable) Brass (NPT). Includes hex-shaped female thread, weld-in surface and weld-in socket for fusion with the inner wall of the pipe. The necessary fusion heads are part no. 0050614 - 0050640.
1030075928 | 2 1/2" x 1" F | 30.54 | each | Zero-lead (potable) Brass (NPT). Includes hex-shaped female thread, weld-in surface and weld-in socket for fusion with the inner wall of the pipe. The necessary fusion heads are part no. 0050614 - 0050640.
1030090929 | 3" x 1" F | 30.54 | each | Zero-lead (potable) Brass (NPT). Includes hex-shaped female thread, weld-in surface and weld-in socket for fusion with the inner wall of the pipe. The necessary fusion heads are part no. 0050614 - 0050640.
1030125931 | 4" x 1" F | 30.54 | each | Zero-lead (potable) Brass (NPT). Includes hex-shaped female thread, weld-in surface and weld-in socket for fusion with the inner wall of the pipe. The necessary fusion heads are part no. 0050614 - 0050640.
1030160832 | 6" x 1" F | 30.54 | each | Zero-lead (potable) Brass (NPT). Includes hex-shaped female thread, weld-in surface and weld-in socket for fusion with the inner wall of the pipe. The necessary fusion heads are part no. 0050614 - 0050640.
1030250933 | 8 to 10" x 1" F | 41.13 | each | Zero-lead (potable) Brass (NPT). Includes hex-shaped female thread, weld-in surface and weld-in socket for fusion with the inner wall of the pipe. The necessary fusion heads are part no. 0050614 - 0050640.
aquatherm Fusion Outlet (F) - Stainless Steel ISO
PART # | PART SIZE | LIST PRICE | UNIT | NOTES
1030050110 | 1 1/2" x 1/2" F | 50.01 | each | Stainless Steel threads (ISO). Includes hex-shaped female thread, weld-in surface and weld-in socket for fusion with the inner wall of the pipe. The necessary fusion heads are part no. 0050614 - 0050640.
1030040104 | 1 1/4" x 1/2" F | 50.01 | each | Stainless Steel threads (ISO). Includes hex-shaped female thread, weld-in surface and weld-in socket for fusion with the inner wall of the pipe. The necessary fusion heads are part no. 0050614 - 0050640.
1030075123 | 2 1/2" x 1/2" F | 50.01 | each | Stainless Steel threads (ISO). Includes hex-shaped female thread, weld-in surface and weld-in socket for fusion with the inner wall of the pipe. The necessary fusion heads are part no. 0050614 - 0050640.
1030063116 | 2" x 1/2" F | 50.01 | each | Stainless Steel threads (ISO). Includes hex-shaped female thread, weld-in surface and weld-in socket for fusion with the inner wall of the pipe. The necessary fusion heads are part no. 0050614 - 0050640.
1030090131 | 3" x 1/2" F | 50.01 | each | Stainless Steel threads (ISO). Includes hex-shaped female thread, weld-in surface and weld-in socket for fusion with the inner wall of the pipe. The necessary fusion heads are part no. 0050614 - 0050640.
1030125147 | 4" x 1/2" F | 50.01 | each | Stainless Steel threads (ISO). Includes hex-shaped female thread, weld-in surface and weld-in socket for fusion with the inner wall of the pipe. The necessary fusion heads are part no. 0050614 - 0050640.
1030160155 | 6" x 1/2" F | 50.01 | each | Stainless Steel threads (ISO). Includes hex-shaped female thread, weld-in surface and weld-in socket for fusion with the inner wall of the pipe. The necessary fusion heads are part no. 0050614 - 0050640.
1030250161 | 8 to 10" x 1/2" F | 50.01 | each | Stainless Steel threads (ISO). Includes hex-shaped female thread, weld-in surface and weld-in socket for fusion with the inner wall of the pipe. The necessary fusion heads are part no. 0050614 - 0050640.
1030050111 | 1 1/2" x 3/4" F | 63.43 | each | Stainless Steel threads (ISO). Includes hex-shaped female thread, weld-in surface and weld-in socket for fusion with the inner wall of the pipe. The necessary fusion heads are part no. 0050614 - 0050640.
1030040105 | 1 1/4" x 3/4" F | 63.43 | each | Stainless Steel threads (ISO). Includes hex-shaped female thread, weld-in surface and weld-in socket for fusion with the inner wall of the pipe. The necessary fusion heads are part no. 0050614 - 0050640.
1030075124 | 2 1/2" x 3/4" F | 63.43 | each | Stainless Steel threads (ISO). Includes hex-shaped female thread, weld-in surface and weld-in socket for fusion with the inner wall of the pipe. The necessary fusion heads are part no. 0050614 - 0050640.
1030063117 | 2" x 3/4" F | 63.43 | each | Stainless Steel threads (ISO). Includes hex-shaped female thread, weld-in surface and weld-in socket for fusion with the inner wall of the pipe. The necessary fusion heads are part no. 0050614 - 0050640.
1030090132 | 3" x 3/4" F | 63.43 | each | Stainless Steel threads (ISO). Includes hex-shaped female thread, weld-in surface and weld-in socket for fusion with the inner wall of the pipe. The necessary fusion heads are part no. 0050614 - 0050640.
1030125148 | 4" x 3/4" F | 63.43 | each | Stainless Steel threads (ISO). Includes hex-shaped female thread, weld-in surface and weld-in socket for fusion with the inner wall of the pipe. The necessary fusion heads are part no. 0050614 - 0050640.
1030160156 | 6" x 3/4" F | 63.43 | each | Stainless Steel threads (ISO). Includes hex-shaped female thread, weld-in surface and weld-in socket for fusion with the inner wall of the pipe. The necessary fusion heads are part no. 0050614 - 0050640.
1030250162 | 8 to 10" x 3/4" F | 63.43 | each | Stainless Steel threads (ISO). Includes hex-shaped female thread, weld-in surface and weld-in socket for fusion with the inner wall of the pipe. The necessary fusion heads are part no. 0050614 - 0050640.
aquatherm Fusion Outlet (F) - Stainless Steel NPT
PART # | PART SIZE | LIST PRICE | UNIT | NOTES
1030075986 | 2 1/2" x 1" F | 136.22 | each | Stainless Steel (NPT). Includes hex-shaped female thread, weld-in surface and weld-in socket for fusion with the inner wall of the pipe. The necessary fusion heads are part no. 0050614 - 0050640.
1030090987 | 3" x 1" F | 136.22 | each | Stainless Steel (NPT). Includes hex-shaped female thread, weld-in surface and weld-in socket for fusion with the inner wall of the pipe. The necessary fusion heads are part no. 0050614 - 0050640.
1030125988 | 4" x 1" F | 136.22 | each | Stainless Steel (NPT). Includes hex-shaped female thread, weld-in surface and weld-in socket for fusion with the inner wall of the pipe. The necessary fusion heads are part no. 0050614 - 0050640.
1030160989 | 6" x 1" F | 136.22 | each | Stainless Steel (NPT). Includes hex-shaped female thread, weld-in surface and weld-in socket for fusion with the inner wall of the pipe. The necessary fusion heads are part no. 0050614 - 0050640.
1030250990 | 8 to 10" x 1" F | 136.22 | each | Stainless Steel (NPT). Includes hex-shaped female thread, weld-in surface and weld-in socket for fusion with the inner wall of the pipe. The necessary fusion heads are part no. 0050614 - 0050640.
aquatherm Fusion Outlet (M) - Lead-free NPT
PART # | PART SIZE | LIST PRICE | UNIT | NOTES
1030075937 | 2 1/2" x 1/2" M | 14.04 | each | Zero-lead (potable) Brass (NPT). Includes hex-shaped male thread, weld-in surface and weld-in socket for fusion with the inner wall of the pipe. The necessary fusion heads are part no. 0050614 - 0050640.
1030075938 | 3" x 1/2" M | 14.04 | each | Zero-lead (potable) Brass (NPT). Includes hex-shaped male thread, weld-in surface and weld-in socket for fusion with the inner wall of the pipe. The necessary fusion heads are part no. 0050614 - 0050640.
1030050935 | 1 1/2" x 1/2" M | 14.75 | each | Zero-lead (potable) Brass (NPT). Includes hex-shaped male thread, weld-in surface and weld-in socket for fusion with the inner wall of the pipe. The necessary fusion heads are part no. 0050614 - 0050640.
1030040934 | 1 1/4" x 1/2" M | 14.75 | each | Zero-lead (potable) Brass (NPT). Includes hex-shaped male thread, weld-in surface and weld-in socket for fusion with the inner wall of the pipe. The necessary fusion heads are part no. 0050614 - 0050640.
1030063936 | 2" x 1/2" M | 14.75 | each | Zero-lead (potable) Brass (NPT). Includes hex-shaped male thread, weld-in surface and weld-in socket for fusion with the inner wall of the pipe. The necessary fusion heads are part no. 0050614 - 0050640.
1030025940 | 4" x 1/2" M | 18.63 | each | Zero-lead (potable) Brass (NPT). Includes hex-shaped male thread, weld-in surface and weld-in socket for fusion with the inner wall of the pipe. The necessary fusion heads are part no. 0050614 - 0050640.
1030160941 | 6" x 1/2" M | 18.83 | each | Zero-lead (potable) Brass (NPT). Includes hex-shaped male thread, weld-in surface and weld-in socket for fusion with the inner wall of the pipe. The necessary fusion heads are part no. 0050614 - 0050640.
1030040942 | 1 1/4" x 3/4" M | 20.81 | each | Zero-lead (potable) Brass (NPT). Includes hex-shaped male thread, weld-in surface and weld-in socket for fusion with the inner wall of the pipe. The necessary fusion heads are part no. 0050614 - 0050640.
1030050943 | 1 1/2" x 3/4" M | 20.96 | each | Zero-lead (potable) Brass (NPT). Includes hex-shaped male thread, weld-in surface and weld-in socket for fusion with the inner wall of the pipe. The necessary fusion heads are part no. 0050614 - 0050640.
1030075945 | 2 1/2" x 3/4" M | 25.46 | each | Zero-lead (potable) Brass (NPT). Includes hex-shaped male thread, weld-in surface and weld-in socket for fusion with the inner wall of the pipe. The necessary fusion heads are part no. 0050614 - 0050640.
1030063944 | 2" x 3/4" M | 25.46 | each | Zero-lead (potable) Brass (NPT). Includes hex-shaped male thread, weld-in surface and weld-in socket for fusion with the inner wall of the pipe. The necessary fusion heads are part no. 0050614 - 0050640.
1030090946 | 3" x 3/4" M | 25.46 | each | Zero-lead (potable) Brass (NPT). Includes hex-shaped male thread, weld-in surface and weld-in socket for fusion with the inner wall of the pipe. The necessary fusion heads are part no. 0050614 - 0050640.
1030125948 | 4" x 3/4" M | 25.46 | each | Zero-lead (potable) Brass (NPT). Includes hex-shaped male thread, weld-in surface and weld-in socket for fusion with the inner wall of the pipe. The necessary fusion heads are part no. 0050614 - 0050640.
1030160949 | 6" x 3/4" M | 25.46 | each | Zero-lead (potable) Brass (NPT). Includes hex-shaped male thread, weld-in surface and weld-in socket for fusion with the inner wall of the pipe. The necessary fusion heads are part no. 0050614 - 0050640.
aquatherm NPT Transition Piece F (hex) - Lead-free Brass
PART # | PART SIZE | LIST PRICE | UNIT | NOTES
1070020915 | (1/2") x 1/2" F | 12.14 | each | Hex-shaped threaded transition. Zero-lead (potable) Brass (NPT)
1070025917 | (3/4") x 1/2" F | 12.14 | each | Hex-shaped threaded transition. Zero-lead (potable) Brass (NPT)
1070020916 | (1/2") x 3/4" F | 14.19 | each | Hex-shaped threaded transition. Zero-lead (potable) Brass (NPT)
1070025918 | (3/4") x 3/4" F | 14.19 | each | Hex-shaped threaded transition. Zero-lead (potable) Brass (NPT)
1070032919 | (1") x 3/4" F | 16.37 | each | Hex-shaped threaded transition. Zero-lead (potable) Brass (NPT)
1070032920 | (1") x 1" F | 33.02 | each | Hex-shaped threaded transition. Zero-lead (potable) Brass (NPT)
1070040921 | (1 1/4") x 1" F | 34.71 | each | Hex-shaped threaded transition. Zero-lead (potable) Brass (NPT)
1070040922 | (1 1/4") x 1 1/4" F | 52.14 | each | Hex-shaped threaded transition. Zero-lead (potable) Brass (NPT)
1070050923 | (1 1/2") x 1 1/4" F | 53.96 | each | Hex-shaped threaded transition. Zero-lead (potable) Brass (NPT)
1070050924 | (1 1/2") x 1 1/2" F | 60.46 | each | Hex-shaped threaded transition. Zero-lead (potable) Brass (NPT)
1070063925 | (2") x 1 1/2" F | 66.25 | each | Hex-shaped threaded transition. Zero-lead (potable) Brass (NPT)
1070063926 | (2") x 2" F | 93.53 | each | Hex-shaped threaded transition. Zero-lead (potable) Brass (NPT)
1070075927 | (2 1/2") x 2" F | 97.71 | each | Hex-shaped threaded transition. Zero-lead (potable) Brass (NPT)
aquatherm NPT Transition Piece F (hex) - Stainless Steel
PART # | PART SIZE | LIST PRICE | UNIT | NOTES
1070032968 | (1") x 1" F | 127.12 | each | Hex-shaped threaded transition. Stainless Steel (NPT)
1070040969 | (1 1/4") x 1" F | 130.71 | each | Hex-shaped threaded transition. Stainless Steel (NPT)
1070050970 | (1 1/2") x 1 1/4" F | 185.32 | each | Hex-shaped threaded transition. Stainless Steel (NPT)
1070050971 | (1 1/2") x 1 1/2" F | 217.91 | each | Hex-shaped threaded transition. Stainless Steel (NPT)
1070063972 | (2") x 1 1/2" F | 227.5 | each | Hex-shaped threaded transition. Stainless Steel (NPT)
1070063973 | (2") x 2" F | 412.8 | each | Hex-shaped threaded transition. Stainless Steel (NPT)
aquatherm NPT Transition Piece M (hex)- Lead-free Brass
PART # | PART SIZE | LIST PRICE | UNIT | NOTES
1070020833 | (1/2") x 1/2" M | 13.96 | each | Hex-shaped threaded transition. Zero-lead (potable) Brass (NPT)
1070020834 | (1/2") x 3/4"M | 15.94 | each | Hex-shaped threaded transition. Zero-lead (potable) Brass (NPT)
1070025835 | (3/4") x 3/4" M | 15.94 | each | Hex-shaped threaded transition. Zero-lead (potable) Brass (NPT)
1070032936 | (1") x 1" M | 29.28 | each | Hex-shaped threaded transition. Zero-lead (potable) Brass (NPT)
1070040938 | (1 1/4" ) x 1" M | 30.2 | each | Hex-shaped threaded transition. Zero-lead (potable) Brass (NPT)
1070032837 | (1") x 1 1/4" M | 49.17 | each | Hex-shaped threaded transition. Zero-lead (potable) Brass (NPT)
1070040939 | (1 1/4" ) x 1 1/4" M | 52.27 | each | Hex-shaped threaded transition. Zero-lead (potable) Brass (NPT)
1070050940 | (1 1/2") x 1 1/4" M | 54.11 | each | Hex-shaped threaded transition. Zero-lead (potable) Brass (NPT)
1070050941 | (1 1/2" ) x 1 1/2" M | 66.46 | each | Hex-shaped threaded transition. Zero-lead (potable) Brass (NPT)
1070063942 | (2") x 1 1/2" M | 78.8 | each | Hex-shaped threaded transition. Zero-lead (potable) Brass (NPT)
1070063943 | (2") x 2" M | 92.12 | each | Hex-shaped threaded transition. Zero-lead (potable) Brass (NPT)
1070075944 | (2 1/2") x 2" M | 94.46 | each | Hex-shaped threaded transition. Zero-lead (potable) Brass (NPT)
1070075945 | (2 1/2") x 2 1/2" M | 141.23 | each | Hex-shaped threaded transition. Zero-lead (potable) Brass (NPT)
1070090946 | (3") x 3" M | 220.24 | each | Hex-shaped threaded transition. Zero-lead (potable) Brass (NPT)
aquatherm NPT Transition Street Elbow M/F - Lead-free Brass
PART # | PART SIZE | LIST PRICE | UNIT | NOTES
1070020856 | (1/2") x 1/2" F | 10.44 | each | Zero-lead (potable) Brass (NPT)
aquatherm NPT Transition Tee M - Lead-free Brass
PART # | PART SIZE | LIST PRICE | UNIT | NOTES
1060020917 | (1/2") x 1/2" M x 20 mm | 14.88 | each | Zero-lead (potable) Brass (NPT)
aquatherm PEX Adapter (Crimp) - Lead-free Brass
PART # | PART SIZE | LIST PRICE | UNIT | NOTES
1070020012 | 1/2" | 10.8 | each | Built to ASTM F1807 standard with PP-R socket connection. The brass in this fitting meets the zero-lead (<0.25%) potable water requirement.
1070025009 | 3/4" | 19.7 | each | Built to ASTM F1807 standard with PP-R socket connection. The brass in this fitting meets the zero-lead (<0.25%) potable water requirement.
1070032010 | 1" | 26.71 | each | Built to ASTM F1807 standard with PP-R socket connection. The brass in this fitting meets the zero-lead (<0.25%) potable water requirement.
aquatherm PEX Adapter (Expansion) - Zero-lead Brass
PART # | PART SIZE | LIST PRICE | UNIT | NOTES
1070020006 | 1/2" | 16.1 | each | Built to ASTM F1960 standard with PP-R street connection. The brass in this fitting meets the zero-lead (<0.25%) potable water requirement.
1070025003 | 3/4" | 18.48 | each | Built to ASTM F1960 standard with PP-R street connection. The brass in this fitting meets the zero-lead (<0.25%) potable water requirement.
1070032005 | 1" | 27.14 | each | Built to ASTM F1960 standard with PP-R street connection. The brass in this fitting meets the zero-lead (<0.25%) potable water requirement.
aquatherm Transition Elbow F - Lead-free Brass NPT
PART # | PART SIZE | LIST PRICE | UNIT | NOTES
1070020951 | (1/2") x 1/2" F | 10.44 | each | Built to ASTM F1807 standard standard with PP-R socket connection. The brass in this fitting meets the zero-lead (<0.25%) potable water requirement.
1070025953 | (3/4") x 1/2" F | 10.44 | each | Built to ASTM F1807 standard standard with PP-R socket connection. The brass in this fitting meets the zero-lead (<0.25%) potable water requirement.
1070020950 | (1/2") x 3/4" F | 15.52 | each | Built to ASTM F1807 standard standard with PP-R socket connection. The brass in this fitting meets the zero-lead (<0.25%) potable water requirement.
1070025952 | (3/4") x 3/4" F | 15.52 | each | Built to ASTM F1807 standard standard with PP-R socket connection. The brass in this fitting meets the zero-lead (<0.25%) potable water requirement.
1070032954 | (1") x 3/4" F | 17.22 | each | Built to ASTM F1807 standard standard with PP-R socket connection. The brass in this fitting meets the zero-lead (<0.25%) potable water requirement.
1070032955 | (1") x 1" F | 37.03 | each | Built to ASTM F1807 standard standard with PP-R socket connection. The brass in this fitting meets the zero-lead (<0.25%) potable water requirement.
aquatherm Transition Elbow F - Stainless Steel ISO
PART # | PART SIZE | LIST PRICE | UNIT | NOTES
1070020111 | (1/2") x 1/2" F | 47.55 | each | Built to ASTM F1807 standard standard with PP-R socket connection. Stainless steel threads (ISO).
1070025113 | (3/4") x 1/2" F | 47.96 | each | Built to ASTM F1807 standard standard with PP-R socket connection. Stainless steel threads (ISO).
1070020110 | (1/2") x 3/4" F | 66.59 | each | Built to ASTM F1807 standard standard with PP-R socket connection. Stainless steel threads (ISO).
1070025112 | (3/4") x 3/4" F | 67.51 | each | Built to ASTM F1807 standard standard with PP-R socket connection. Stainless steel threads (ISO).
1070032115 | (1") x 3/4" F | 69.41 | each | Built to ASTM F1807 standard standard with PP-R socket connection. Stainless steel threads (ISO).
aquatherm Transition Elbow F - Stainless Steel NPT
PART # | PART SIZE | LIST PRICE | UNIT | NOTES
1070032974 | (1") x 1" F | 124.79 | each | Built to ASTM F1807 standard standard with PP-R socket connection. Stainless steel threads (NPT).
aquatherm Transition Elbow M - Lead-free Brass NPT
PART # | PART SIZE | LIST PRICE | UNIT | NOTES
1070020957 | (1/2") x 1/2" M | 12.83 | each | Zero-lead (potable) Brass (NPT)
1070020958 | (1/2") x 3/4" M | 14.6 | each | Zero-lead (potable) Brass (NPT)
1070025959 | (3/4") x 3/4" M | 14.6 | each | Zero-lead (potable) Brass (NPT)
1070032860 | (1") x 3/4" M | 18.91 | each | Zero-lead (potable) Brass (NPT)
1070032961 | (1") x 1" M | 33.72 | each | Zero-lead (potable) Brass (NPT)
aquatherm Transition Elbow M - Stainless Steel ISO
PART # | PART SIZE | LIST PRICE | UNIT | NOTES
1070020117 | (1/2") x 1/2" M | 51.57 | each | Stainless steel threads (ISO)
1070020118 | (1/2") x 3/4" M | 58.27 | each | Stainless steel threads (ISO)
1070025119 | (3/4") x 3/4" M | 59.33 | each | Stainless steel threads (ISO)
1070032120 | (1") x 3/4" M | 61.09 | each | Stainless steel threads (ISO)
aquatherm Transition Piece F (round) - Lead-free Brass NPT
PART # | PART SIZE | LIST PRICE | UNIT | NOTES
1070020910 | (1/2") x 1/2" F | 8.96 | each | Zero-lead (potable) Brass (NPT)
1070025912 | (3/4") x 1/2" F | 8.96 | each | Zero-lead (potable) Brass (NPT)
1070020911 | (1/2") x 3/4" F | 11.65 | each | Zero-lead (potable) Brass (NPT)
1070025913 | (3/4") x 3/4" F | 11.65 | each | Zero-lead (potable) Brass (NPT)
1070032914 | (1") x 3/4" F | 12.77 | each | Zero-lead (potable) Brass (NPT)
aquatherm Transition Piece F (round) - Stainless Steel ISO
PART # | PART SIZE | LIST PRICE | UNIT | NOTES
1070020060 | (1/2") x 1/2" F | 52.14 | each | Stainless Steel threads (ISO)
1070025062 | (3/4") x 1/2" F | 57.07 | each | Stainless Steel threads (ISO)
1070020061 | (1/2") x 3/4" F | 60.6 | each | Stainless Steel threads (ISO)
1070025063 | (3/4") x 3/4" F | 62.86 | each | Stainless Steel threads (ISO)
1070032064 | (1") x 3/4" F | 66.1 | each | Stainless Steel threads (ISO)
aquatherm Transition Piece M (round) - Lead-free Brass NPT
PART # | PART SIZE | LIST PRICE | UNIT | NOTES
1070020928 | (1/2") x 1/2" M | 11.5 | each | Round threaded transition. Zero-lead (potable) Brass (NPT)
1070025930 | (3/4") x 1/2" M | 11.5 | each | Round threaded transition. Zero-lead (potable) Brass (NPT)
1070020929 | (1/2") x 3/4" M | 13.26 | each | Round threaded transition. Zero-lead (potable) Brass (NPT)
1070025931 | (3/4") x 3/4" M | 13.26 | each | Round threaded transition. Zero-lead (potable) Brass (NPT)
1070032932 | (1") x 3/4" M | 15.66 | each | Round threaded transition. Zero-lead (potable) Brass (NPT)
aquatherm Transition Piece M (round) - Stainless Steel ISO
PART # | PART SIZE | LIST PRICE | UNIT | NOTES
1070020074 | (1/2") x 1/2" M | 50.37 | each | Round threaded transition. Stainless Steel threads (ISO)
1070025076 | (3/4") x 1/2" M | 50.79 | each | Round threaded transition. Stainless Steel threads (ISO)
1070020075 | (1/2") x 3/4" M | 58.12 | each | Round threaded transition. Stainless Steel threads (ISO)
1070025077 | (3/4") x 3/4" M | 58.63 | each | Round threaded transition. Stainless Steel threads (ISO)
1070032078 | (1") x 3/4" M | 61.09 | each | Round threaded transition. Stainless Steel threads (ISO)
aquatherm Transition Tee F - Lead-free Brass NPT
PART # | PART SIZE | LIST PRICE | UNIT | NOTES
1060020910 | (1/2") x (1/2") x 1/2" F | 12.27 | each | Zero-lead (potable) Brass (NPT)
1060025912 | (3/4") x (3/4") x 1/2" F | 12.27 | each | Zero-lead (potable) Brass (NPT)
1060020911 | (1/2") x (1/2") x 3/4" F | 16.29 | each | Zero-lead (potable) Brass (NPT)
1060025913 | (3/4") x (3/4") x 3/4" F | 17.01 | each | Zero-lead (potable) Brass (NPT)
1060032914 | (1") x (1") x 3/4" F | 18.91 | each | Zero-lead (potable) Brass (NPT)
1060032915 | (1") x (1") x 1" F | 37.18 | each | Zero-lead (potable) Brass (NPT)
1060050916 | (1 1/2") x (1 1/2") x 1" F | 41.77 | each | Zero-lead (potable) Brass (NPT)
aquatherm Transition Tee F - Stainless Steel ISO
PART # | PART SIZE | LIST PRICE | UNIT | NOTES
1060020160 | (1/2") x (1/2") x 1/2" F | 48.39 | each | Stainless Steel threads (ISO)
1060025162 | (3/4") x (3/4") x 1/2" F | 49.31 | each | Stainless Steel threads (ISO)
1060020161 | (1/2") x (1/2") x 3/4" F | 74.28 | each | Stainless Steel threads (ISO)
1060025163 | (3/4") x (3/4") x 3/4" F | 74.57 | each | Stainless Steel threads (ISO)
1060032165 | (1") x (1") x 3/4" F | 77.39 | each | Stainless Steel threads (ISO)
aquatherm Transition Tee F - Stainless Steel NPT
PART # | PART SIZE | LIST PRICE | UNIT | NOTES
1060032012 | (1") x (1") x 1" F | 127.12 | each | Stainless Steel threads (NPT)
aquatherm Wing Back 90° Elbow - Lead-free Brass NPT
PART # | PART SIZE | LIST PRICE | UNIT | NOTES
1090020904 | 1/2" x 1/2" F | 12.77 | each | Lead-free (potable) brass (NPT)
Distributor End Piece - Lead-free Brass
PART # | PART SIZE | LIST PRICE | UNIT | NOTES
1090032904 | 1" x 1/2" F | 14.66 | each | PP-R socket with female thread NPT for emptying or aerating a distribution pipe. Zero-lead (potable) brass (NPT).
aquatherm Stop Valve Body ISO - Industrial Brass
PART # | PART SIZE | LIST PRICE | UNIT | NOTES
1090020046 | 1/2" x 3/4" F | 11.08 | each | Brass components in these valves do not comply with the 2015 zero-lead requirements for potable water systems.
1090025047 | 3/4" x 3/4" F | 12.06 | each | Brass components in these valves do not comply with the 2015 zero-lead requirements for potable water systems.
1090032048 | 1" x 1" F | 21.24 | each | Brass components in these valves do not comply with the 2015 zero-lead requirements for potable water systems.
1090040049 | 1 1/4" x 1 1/4" F | 45.29 | each | Brass components in these valves do not comply with the 2015 zero-lead requirements for potable water systems.
aquatherm blue Depth Gauge
PART # | PART SIZE | LIST PRICE | UNIT | NOTES
9700001112 |  | 1.75 | each | For 2" to 4"
aquatherm green Depth Gauge
PART # | PART SIZE | LIST PRICE | UNIT | NOTES
9700001111 |  | 1.86 | each | For 1/2" to 4"
aquatherm Replacement Bolt/Gasket Kit for Ball Valves
PART # | PART SIZE | LIST PRICE | UNIT | NOTES
9794160318 | 3" | 133.73 | Each | Kit includes the following replacement parts for the polypropylene aquatherm ball valves: 2 gaskets, 16 bolts, and 16 washers. Individual parts are available upon request. Replacement kit for part no. 1090090058 and 1090090026
9794160518 | 3 1/2" to 4" | 144.79 | Each | Kit includes the following replacement parts for the polypropylene aquatherm ball valves: 2 gaskets, 16 bolts, and 16 washers. Individual parts are available upon request. Replacement kit for part no. 1090110059 and 1090125027
9794160818 | 6" | 289.16 | Each | Kit includes the following replacement parts for the polypropylene aquatherm ball valves: 2 gaskets, 16 bolts, and 16 washers. Individual parts are available upon request. Replacement kit for part no. 1090160060 and 1090160028.
Extension for Ball Valve
PART # | PART SIZE | LIST PRICE | UNIT | NOTES
9700098900 | 1/2" x 4" | 185.88 | each | Handle extension for polypropylene ball valves
9700098901 | 3/4" to 1" x 4" | 203.37 | each | Handle extension for polypropylene ball valves
9700098902 | 1 1/4" to 1 1/2" x 4" | 211.87 | each | Handle extension for polypropylene ball valves
9700098903 | 2" x 4" | 237.02 | each | Handle extension for polypropylene ball valve
PP Coated Flange Ring
PART # | PART SIZE | LIST PRICE | UNIT | NOTES
9793815712 | 1" | 23.86 | each | Polypropylene encapsulated ductile iron flange ring. ASME B16.5, Class 150 bolt pattern. Made in India. If ordering for a U.S. government/military project, please contact your Regional Sales Manager.
9793815714 | 1 1/4" | 24.42 | each | Polypropylene encapsulated ductile iron flange ring. ASME B16.5, Class 150 bolt pattern. Made in India. If ordering for a U.S. government/military project, please contact your Regional Sales Manager.
9793815716 | 1 1/2" | 26.02 | each | Polypropylene encapsulated ductile iron flange ring. ASME B16.5, Class 150 bolt pattern. Made in India. If ordering for a U.S. government/military project, please contact your Regional Sales Manager.
9793815718 | 2" | 32.72 | each | Polypropylene encapsulated ductile iron flange ring. ASME B16.5, Class 150 bolt pattern. Made in India. If ordering for a U.S. government/military project, please contact your Regional Sales Manager.
9793815722 | 3" | 45.83 | each | Polypropylene encapsulated ductile iron flange ring. ASME B16.5, Class 150 bolt pattern. Made in India. If ordering for a U.S. government/military project, please contact your Regional Sales Manager.
9793815720 | 2 1/2" | 48.13 | each | Polypropylene encapsulated ductile iron flange ring. ASME B16.5, Class 150 bolt pattern. Made in India. If ordering for a U.S. government/military project, please contact your Regional Sales Manager.
9793815724 | 3 1/2" | 57.88 | each | Polypropylene encapsulated ductile iron flange ring. ASME B16.5, Class 150 bolt pattern. Made in India. If ordering for a U.S. government/military project, please contact your Regional Sales Manager.
9793815726 | 4" | 70.24 | each | Polypropylene encapsulated ductile iron flange ring. ASME B16.5, Class 150 bolt pattern. Made in India. If ordering for a U.S. government/military project, please contact your Regional Sales Manager.
9793815730 | 6" | 105.8 | each | Polypropylene encapsulated ductile iron flange ring. ASME B16.5, Class 150 bolt pattern. Made in India. If ordering for a U.S. government/military project, please contact your Regional Sales Manager.
9793815734 | 8" | 138.03 | each | Polypropylene encapsulated ductile iron flange ring. ASME B16.5, Class 150 bolt pattern. Made in India. If ordering for a U.S. government/military project, please contact your Regional Sales Manager.
9793815738 | 10" | 191.48 | each | Polypropylene encapsulated ductile iron flange ring. ASME B16.5, Class 150 bolt pattern. Made in India. If ordering for a U.S. government/military project, please contact your Regional Sales Manager.
9793815742 | 12" | 277.01 | each | Polypropylene encapsulated ductile iron flange ring. ASME B16.5, Class 150 bolt pattern. Made in India. If ordering for a U.S. government/military project, please contact your Regional Sales Manager.
9793815744 | 14" | 317.66 | each | Polypropylene encapsulated ductile iron flange ring. ASME B16.5, Class 150 bolt pattern. Made in India. If ordering for a U.S. government/military project, please contact your Regional Sales Manager.
9793815746 | 16" | 386.24 | each | Polypropylene encapsulated ductile iron flange ring. ASME B16.5, Class 150 bolt pattern. Made in India. If ordering for a U.S. government/military project, please contact your Regional Sales Manager.
9793815748 | 18" | 392.03 | each | Polypropylene encapsulated ductile iron flange ring. ASME B16.5, Class 150 bolt pattern. Made in India. If ordering for a U.S. government/military project, please contact your Regional Sales Manager.
9793815750 | 20" | 531.3 | each | Polypropylene encapsulated ductile iron flange ring. ASME B16.5, Class 150 bolt pattern. Made in India. If ordering for a U.S. government/military project, please contact your Regional Sales Manager.
9793815754 | 24" | 677.75 | each | Polypropylene encapsulated ductile iron flange ring. ASME B16.5, Class 150 bolt pattern. Made in India. If ordering for a U.S. government/military project, please contact your Regional Sales Manager.
aquatherm Polypropylene Ball Valve (Union, EPDM O-ring)
PART # | PART SIZE | LIST PRICE | UNIT | NOTES
1090020052 | 1/2" | 65.12 | each | Replacement parts can be ordered for O-rings, handles, end connectors, and socket inserts for pipe connection.
1090025053 | 3/4" | 71.82 | each | Replacement parts can be ordered for O-rings, handles, end connectors, and socket inserts for pipe connection.
1090032054 | 1" | 84.24 | each | Replacement parts can be ordered for O-rings, handles, end connectors, and socket inserts for pipe connection.
1090040055 | 1 1/4" | 99.61 | each | Replacement parts can be ordered for O-rings, handles, end connectors, and socket inserts for pipe connection.
1090050056 | 1 1/2" | 121.06 | each | Replacement parts can be ordered for O-rings, handles, end connectors, and socket inserts for pipe connection.
1090063057 | 2" | 146.52 | each | Replacement parts can be ordered for O-rings, handles, end connectors, and socket inserts for pipe connection.
1090075052 | 2 1/2" | 482.41 | each | Replacement parts can be ordered for O-rings, handles, end connectors, and socket inserts for pipe connection.
aquatherm Polypropylene Ball Valve (Union, FKM/FPM O-ring)
PART # | PART SIZE | LIST PRICE | UNIT | NOTES
1090020020 | 1/2" | 148.08 | each | Replacement parts can be ordered for O-rings, handles, end connectors, and socket inserts for pipe connection.
1090025021 | 3/4" | 176.15 | each | Replacement parts can be ordered for O-rings, handles, end connectors, and socket inserts for pipe connection.
1090032022 | 1" | 220.59 | each | Replacement parts can be ordered for O-rings, handles, end connectors, and socket inserts for pipe connection.
1090040023 | 1 1/4" | 263.55 | each | Replacement parts can be ordered for O-rings, handles, end connectors, and socket inserts for pipe connection.
1090050024 | 1 1/2" | 357.66 | each | Replacement parts can be ordered for O-rings, handles, end connectors, and socket inserts for pipe connection.
1090063025 | 2" | 454.02 | each | Replacement parts can be ordered for O-rings, handles, end connectors, and socket inserts for pipe connection.
aquatherm SDR 11 Elbow 45° (Molded, Butt-Fusion)
PART # | PART SIZE | LIST PRICE | UNIT | NOTES
1084160931 | 6" | 251.15 | each | The length of some fittings may not accommodate all butt-fusion equipment. Verify the equipment to be used is compatible with the fittings when ordering.
1084200933 | 8" | 351.54 | each | The length of some fittings may not accommodate all butt-fusion equipment. Verify the equipment to be used is compatible with the fittings when ordering.
1084250935 | 10" | 464.6 | each | The length of some fittings may not accommodate all butt-fusion equipment. Verify the equipment to be used is compatible with the fittings when ordering.
aquatherm SDR 11 Elbow 90° SR (Short Radius, Molded, Butt-Fusion)
PART # | PART SIZE | LIST PRICE | UNIT | NOTES
1084160911 | 6" | 222.88 | each | The length of some fittings may not accommodate all butt-fusion equipment. Verify the equipment to be used is compatible with the fittings when ordering.
1084200913 | 8" | 372.09 | each | The length of some fittings may not accommodate all butt-fusion equipment. Verify the equipment to be used is compatible with the fittings when ordering.
1084250915 | 10" | 501.28 | each | The length of some fittings may not accommodate all butt-fusion equipment. Verify the equipment to be used is compatible with the fittings when ordering.
aquatherm SDR 11 Flange Adapter (Butt-Fusion)
PART # | PART SIZE | LIST PRICE | UNIT | NOTES
9790115528 | 4" | 132.03 | each | Socket fusion. Gasket not included. All sizes are compatible with butterfly valves. Minimum 1/8" thickness gasket recommended. May be butt-fused or paired with a coupling (part no. 0111026, sold separately).
9790115531 | 6" | 145.02 | each | Butt-fusion. Gasket not included. Minimum 1/8" thickness gasket recommended. The length of some fittings may not accomodate all butt-fusion equipment. Verify the equipment to be used is compatible with the fittings when ordering.
9790115535 | 8" | 389.76 | each | Butt-fusion. Gasket not included. Minimum 1/8" thickness gasket recommended. The length of some fittings may not accomodate all butt-fusion equipment. Verify the equipment to be used is compatible with the fittings when ordering.
9790115539 | 10" | 503.83 | each | Butt-fusion. Gasket not included. Minimum 1/8" thickness gasket recommended. The length of some fittings may not accomodate all butt-fusion equipment. Verify the equipment to be used is compatible with the fittings when ordering.
9790115543 | 12" | 1002.1 | each | Butt-fusion. Gasket not included. Minimum 1/8" thickness gasket recommended. The length of some fittings may not accomodate all butt-fusion equipment. Verify the equipment to be used is compatible with the fittings when ordering.
9790115545 | 14" | 1434.7 | each | Butt-fusion. Gasket not included. Minimum 1/8" thickness gasket recommended. The length of some fittings may not accomodate all butt-fusion equipment. Verify the equipment to be used is compatible with the fittings when ordering.
9790115547 | 16" | 1491.79 | each | Butt-fusion. Gasket not included. Minimum 1/8" thickness gasket recommended. The length of some fittings may not accomodate all butt-fusion equipment. Verify the equipment to be used is compatible with the fittings when ordering.
9790115549 | 18" | 2070.82 | each | Butt-fusion. Gasket not included. Minimum 1/8" thickness gasket recommended. The length of some fittings may not accomodate all butt-fusion equipment. Verify the equipment to be used is compatible with the fittings when ordering.
aquatherm SDR 11 Reducing Tee (Molded, Butt-Fusion)
PART # | PART SIZE | LIST PRICE | UNIT | NOTES
9792623605 | 6" x 6" x 4" | 328.31 | each | Dimensions listed follow the order of inlet, outlet, branch. The length of some fittings may not accommodate all butt-fusion equipment. Verify the equipment to be used is compatible with the fittings when ordering.
9792623619 | 8" x 8" x 6" | 579.52 | each | Dimensions listed follow the order of inlet, outlet, branch. The length of some fittings may not accommodate all butt-fusion equipment. Verify the equipment to be used is compatible with the fittings when ordering.
9792623635 | 10" x 10" x 6" | 869.12 | each | Dimensions listed follow the order of inlet, outlet, branch. The length of some fittings may not accommodate all butt-fusion equipment. Verify the equipment to be used is compatible with the fittings when ordering.
9792623641 | 10" x 10" x 8" | 925.78 | each | Dimensions listed follow the order of inlet, outlet, branch. The length of some fittings may not accommodate all butt-fusion equipment. Verify the equipment to be used is compatible with the fittings when ordering.
aquatherm SDR 11 Tee (Molded, Butt-Fusion)
PART # | PART SIZE | LIST PRICE | UNIT | NOTES
1064160911 | 6" | 227.37 | each | The length of some fittings may not accommodate all butt-fusion equipment. Verify the equipment to be used is compatible with the fittings when ordering.
1064200913 | 8" | 461.66 | each | The length of some fittings may not accommodate all butt-fusion equipment. Verify the equipment to be used is compatible with the fittings when ordering.
1064250915 | 10" | 721.88 | each | The length of some fittings may not accommodate all butt-fusion equipment. Verify the equipment to be used is compatible with the fittings when ordering.
aquatherm SDR 11 End Cap (Butt-Fusion)
PART # | PART SIZE | LIST PRICE | UNIT | NOTES
1024160911 | 6" | 146.04 | each | These fittings can be used with either the aquatherm green Pipe or aquatherm blue Pipe systems, but are all molded from the green fusiolen® material. The SDR of the fittings must match the SDR of the pipe.
1024200912 | 8" | 157.9 | each | These fittings can be used with either the aquatherm green Pipe or aquatherm blue Pipe systems, but are all molded from the green fusiolen® material. The SDR of the fittings must match the SDR of the pipe.
1024250913 | 10" | 194.29 | each | These fittings can be used with either the aquatherm green Pipe or aquatherm blue Pipe systems, but are all molded from the green fusiolen® material. The SDR of the fittings must match the SDR of the pipe.
1024315018 | 12" | 783.66 | each | These fittings can be used with either the aquatherm green Pipe or aquatherm blue Pipe systems, but are all molded from the green fusiolen® material. The SDR of the fittings must match the SDR of the pipe.
1024355019 | 14" | 1012.13 | each | These fittings can be used with either the aquatherm green Pipe or aquatherm blue Pipe systems, but are all molded from the green fusiolen® material. The SDR of the fittings must match the SDR of the pipe.
1024400020 | 16" | 1908.72 | each | These fittings can be used with either the aquatherm green Pipe or aquatherm blue Pipe systems, but are all molded from the green fusiolen® material. The SDR of the fittings must match the SDR of the pipe.
1024450021 | 18" | 2473.6 | each | These fittings can be used with either the aquatherm green Pipe or aquatherm blue Pipe systems, but are all molded from the green fusiolen® material. The SDR of the fittings must match the SDR of the pipe.
aquatherm SDR 17.6 Elbow 90° SR (Short Radius, Molded, Butt-Fusion)
PART # | PART SIZE | LIST PRICE | UNIT | NOTES
2087160021 | 6" | 198.27 | each | The length of some fittings may not accommodate all butt-fusion equipment. Verify the equipment to be used is compatible with the fittings when ordering.
2087200023 | 8" | 250.09 | each | The length of some fittings may not accommodate all butt-fusion equipment. Verify the equipment to be used is compatible with the fittings when ordering.
2087250025 | 10" | 309.7 | each | The length of some fittings may not accommodate all butt-fusion equipment. Verify the equipment to be used is compatible with the fittings when ordering.
aquatherm SDR 17.6 Elbow 45° (Molded, Butt-Fusion)
PART # | PART SIZE | LIST PRICE | UNIT | NOTES
2087160020 | 6" | 189.44 | each | The length of some fittings may not accommodate all butt-fusion equipment. Verify the equipment to be used is compatible with the fittings when ordering.
2087200022 | 8" | 243.43 | each | The length of some fittings may not accommodate all butt-fusion equipment. Verify the equipment to be used is compatible with the fittings when ordering.
2087250024 | 10" | 304.44 | each | The length of some fittings may not accommodate all butt-fusion equipment. Verify the equipment to be used is compatible with the fittings when ordering.
aquatherm SDR 17.6 Reducing Tee (Molded, Butt-Fusion)
PART # | PART SIZE | LIST PRICE | UNIT | NOTES
9792523604 | 6" x 6" x 4" | 287.36 | each | Dimensions listed follow the order of inlet, outlet, branch. The length of some fittings may not accommodate all butt-fusion equipment. Verify the equipment to be used is compatible with the fittings when ordering.
9792523618 | 8" x 8" x 6" | 438.55 | each | Dimensions listed follow the order of inlet, outlet, branch. The length of some fittings may not accommodate all butt-fusion equipment. Verify the equipment to be used is compatible with the fittings when ordering.
9792523634 | 10" x 10" x 6" | 584.26 | each | Dimensions listed follow the order of inlet, outlet, branch. The length of some fittings may not accommodate all butt-fusion equipment. Verify the equipment to be used is compatible with the fittings when ordering.
9792523640 | 10" x 10" x 8" | 647.67 | each | Dimensions listed follow the order of inlet, outlet, branch. The length of some fittings may not accommodate all butt-fusion equipment. Verify the equipment to be used is compatible with the fittings when ordering.
aquatherm SDR 17.6 Tee (Molded, Butt-Fusion)
PART # | PART SIZE | LIST PRICE | UNIT | NOTES
2067160010 | 6" | 208.57 | each | The length of some fittings may not accommodate all butt-fusion equipment. Verify the equipment to be used is compatible with the fittings when ordering.
2067200011 | 8" | 368.09 | Each | The length of some fittings may not accommodate all butt-fusion equipment. Verify the equipment to be used is compatible with the fittings when ordering.
2067250012 | 10" | 478.27 | each | The length of some fittings may not accommodate all butt-fusion equipment. Verify the equipment to be used is compatible with the fittings when ordering.
aquatherm SDR 17.6 End Cap (Butt-Fusion)
PART # | PART SIZE | LIST PRICE | UNIT | NOTES
2027160001 | 6" | 126.96 | each | These fittings can be used with either the Aquatherm Green pipe or Aquatherm Blue pipe systems, but are all molded from the green fusiolen® material. The SDR of the fittings must match the SDR of the pipe.
2027200002 | 8" | 152.15 | each | These fittings can be used with either the Aquatherm Green pipe or Aquatherm Blue pipe systems, but are all molded from the green fusiolen® material. The SDR of the fittings must match the SDR of the pipe.
2027250003 | 10" | 196.38 | each | These fittings can be used with either the Aquatherm Green pipe or Aquatherm Blue pipe systems, but are all molded from the green fusiolen® material. The SDR of the fittings must match the SDR of the pipe.
2027315004 | 12" | 871.07 | each | These fittings can be used with either the Aquatherm Green pipe or Aquatherm Blue pipe systems, but are all molded from the green fusiolen® material. The SDR of the fittings must match the SDR of the pipe.
2027355005 | 14" | 1207.36 | each | These fittings can be used with either the Aquatherm Green pipe or Aquatherm Blue pipe systems, but are all molded from the green fusiolen® material. The SDR of the fittings must match the SDR of the pipe.
2027400006 | 16" | 1690.13 | each | These fittings can be used with either the Aquatherm Green pipe or Aquatherm Blue pipe systems, but are all molded from the green fusiolen® material. The SDR of the fittings must match the SDR of the pipe.
2027450007 | 18" | 2164.48 | each | These fittings can be used with either the Aquatherm Green pipe or Aquatherm Blue pipe systems, but are all molded from the green fusiolen® material. The SDR of the fittings must match the SDR of the pipe.
2027500008 | 20" | 2827.85 | each | These fittings can be used with either the Aquatherm Green pipe or Aquatherm Blue pipe systems, but are all molded from the green fusiolen® material. The SDR of the fittings must match the SDR of the pipe.
2027630009 | 24" | 4809.59 | each | These fittings can be used with either the Aquatherm Green pipe or Aquatherm Blue pipe systems, but are all molded from the green fusiolen® material. The SDR of the fittings must match the SDR of the pipe.
aquatherm SDR 17.6 Flange Adapter (Butt-Fusion)
PART # | PART SIZE | LIST PRICE | UNIT | NOTES
9792915530 | 6" | 109.25 | each | Butt-fusion. Gasket not included. Minimum 1/8" thickness gasket recommended. The length of some fittings may not accomodate all butt-fusion equipment. Verify the equipment to be used is compatible with the fittings when ordering.
9792915534 | 8" | 264.67 | each | Butt-fusion. Gasket not included. Minimum 1/8" thickness gasket recommended. The length of some fittings may not accomodate all butt-fusion equipment. Verify the equipment to be used is compatible with the fittings when ordering.
9792915538 | 10" | 361.05 | each | Butt-fusion. Gasket not included. Minimum 1/8" thickness gasket recommended. The length of some fittings may not accomodate all butt-fusion equipment. Verify the equipment to be used is compatible with the fittings when ordering.
9792915542 | 12" | 871.08 | each | Butt-fusion. Gasket not included. Minimum 1/8" thickness gasket recommended. The length of some fittings may not accomodate all butt-fusion equipment. Verify the equipment to be used is compatible with the fittings when ordering.
9792915544 | 14" | 1017.87 | each | Butt-fusion. Gasket not included. Minimum 1/8" thickness gasket recommended. The length of some fittings may not accomodate all butt-fusion equipment. Verify the equipment to be used is compatible with the fittings when ordering.
9792915546 | 16" | 1169.62 | each | Butt-fusion. Gasket not included. Minimum 1/8" thickness gasket recommended. The length of some fittings may not accomodate all butt-fusion equipment. Verify the equipment to be used is compatible with the fittings when ordering.
9792915548 | 18" | 1414.51 | each | Butt-fusion. Gasket not included. Minimum 1/8" thickness gasket recommended. The length of some fittings may not accomodate all butt-fusion equipment. Verify the equipment to be used is compatible with the fittings when ordering.
9792915550 | 20" | 1557.73 | each | Butt-fusion. Gasket not included. Minimum 1/8" thickness gasket recommended. The length of some fittings may not accomodate all butt-fusion equipment. Verify the equipment to be used is compatible with the fittings when ordering.
9792915554 | 24" | 1976.96 | each | Butt-fusion. Gasket not included. Minimum 1/8" thickness gasket recommended. The length of some fittings may not accomodate all butt-fusion equipment. Verify the equipment to be used is compatible with the fittings when ordering.
aquatherm SDR 9 Elbow 90° SR (Short Radius, Molded, Butt-Fusion)
PART # | PART SIZE | LIST PRICE | UNIT | NOTES
1083160070 | 6" | 244.27 | each | The length of some fittings may not accommodate all butt-fusion equipment. Verify the equipment to be used is compatible with the fittings when ordering.
1083200071 | 8" | 380.9 | each | The length of some fittings may not accommodate all butt-fusion equipment. Verify the equipment to be used is compatible with the fittings when ordering.
1083250072 | 10" | 504.34 | each | The length of some fittings may not accommodate all butt-fusion equipment. Verify the equipment to be used is compatible with the fittings when ordering.
aquatherm SDR 9 Elbow 45° (Molded, Butt-Fusion)
PART # | PART SIZE | LIST PRICE | UNIT | NOTES
1083160030 | 6" | 237.97 | each | The length of some fittings may not accommodate all butt-fusion equipment. Verify the equipment to be used is compatible with the fittings when ordering.
1083200031 | 8" | 378.2 | each | The length of some fittings may not accommodate all butt-fusion equipment. Verify the equipment to be used is compatible with the fittings when ordering.
1083250032 | 10" | 473.19 | each | The length of some fittings may not accommodate all butt-fusion equipment. Verify the equipment to be used is compatible with the fittings when ordering.
aquatherm SDR 9 Reducing Tee (Molded, Butt-Fusion)
PART # | PART SIZE | LIST PRICE | UNIT | NOTES
9790823604 | 6" x 6" x 4" | 370.9 | each | Dimensions listed follow the order of inlet, outlet, branch. The length of some fittings may not accommodate all butt-fusion equipment. Verify the equipment to be used is compatible with the fittings when ordering.
9790823618 | 8" x 8" x 6" | 622.86 | each | Dimensions listed follow the order of inlet, outlet, branch. The length of some fittings may not accommodate all butt-fusion equipment. Verify the equipment to be used is compatible with the fittings when ordering.
9790823634 | 10" x 10" x 6" | 917.88 | each | Dimensions listed follow the order of inlet, outlet, branch. The length of some fittings may not accommodate all butt-fusion equipment. Verify the equipment to be used is compatible with the fittings when ordering.
9790823640 | 10" x 10" x 8" | 995.84 | each | Dimensions listed follow the order of inlet, outlet, branch. The length of some fittings may not accommodate all butt-fusion equipment. Verify the equipment to be used is compatible with the fittings when ordering.
aquatherm SDR 9 Tee (Molded, Butt-Fusion)
PART # | PART SIZE | LIST PRICE | UNIT | NOTES
1063160019 | 6" | 257.68 | each | The length of some fittings may not accommodate all butt-fusion equipment. Verify the equipment to be used is compatible with the fittings when ordering.
1063200020 | 8" | 480.09 | each | The length of some fittings may not accommodate all butt-fusion equipment. Verify the equipment to be used is compatible with the fittings when ordering.
1063250021 | 10" | 737.63 | each | The length of some fittings may not accommodate all butt-fusion equipment. Verify the equipment to be used is compatible with the fittings when ordering.
1/2" Hole saw Arbor/Drill Chuck Adapter
PART # | PART SIZE | LIST PRICE | UNIT | NOTES
9800050976 | 3 1/2-6" | 685.62 | each
aquatherm Drill Bit
PART # | PART SIZE | LIST PRICE | UNIT | NOTES
9800050940 | 1/2" & 3/4" (for pipes 1 1/4"-6") | 310.7 | each | For the mounting of fusion outlets.
9800050941 | 1/2" & 3/4" | 315.63 | each | For the mounting of fusion outlets.
9800050942 | 1" | 344.25 | each | For the mounting of fusion outlets.
9800050944 | 1 1/4" | 377.91 | each | For the mounting of fusion outlets.
9800050946 | 1 1/2" | 665.02 | each | For the mounting of fusion outlets.
9800050948 | 2" | 857.18 | each | For the mounting of fusion outlets.
aquatherm Fusion Outlet Head
PART # | PART SIZE | LIST PRICE | UNIT | NOTES
9800050648 | 6" x 1/2" & 3/4" | 333.41 | each
9800050616 | 1 1/2" x 1/2" & 3/4" | 335.81 | each
9800050614 | 1 1/4" x 1/2" & 3/4" | 335.81 | each
9800050624 | 2 1/2" x 1" | 335.81 | each
9800050623 | 2 1/2" x 1/2" & 3/4" | 335.81 | each
9800050620 | 2" x 1" | 335.81 | each
9800050619 | 2" x 1/2" & 3/4" | 335.81 | each
9800050627 | 3" x 1/2" & 3/4" | 335.81 | each
9800050629 | 3" x 1 1/4" | 335.81 | each
9800050628 | 3" x 1" | 335.81 | each
9800050640 | 4" x 1 1/4" | 335.81 | each
9800050638 | 4" x 1" | 335.81 | each
9800050636 | 4" x 1/2" & 3/4" | 335.81 | each
9800050625 | 2 1/2" x 1 1/4" | 335.92 | each
9800050650 | 6" x 1" | 396.98 | each
9800050662 | 8" x 1" | 447.08 | each
9800050660 | 8" x 1/2" & 3/4" | 447.43 | each
9800050672 | 10" x 1/2" & 3/4" | 449.15 | each
9800050652 | 6" x 1 1/4" | 454.94 | each
9800050674 | 10" x 1" | 467.73 | each
9800050676 | 10" x 1 1/4" | 523.18 | each
9800050664 | 8" x 1 1/4" | 526.2 | each
9800050642 | 4" x 1 1/2" | 527.38 | each
9800050644 | 4" x 2" | 598.62 | each
9800050666 | 8" x 1 1/2" | 668.38 | each
9800050678 | 10" x 1 1/2" | 677.71 | each
9800050654 | 6" x 1 1/2" | 714.75 | each
9800050680 | 10" x 2" | 817.46 | each
9800050668 | 8" x 2" | 818.76 | each
9800050656 | 6" x 2" | 840.95 | each
9800050657 | 6" x 2 1/2" | 1064.05 | each
9800050682 | 10" x 2 1/2" | 1091.1 | each
9800050667 | 8" x 2 1/2" | 1091.1 | each
9800050658 | 6" x 3" | 1249.93 | each
9800050684 | 10" x 3" | 1313.26 | each
9800050669 | 8" x 3" | 1313.26 | each
9800050726 | 16" - 24" x 2" | 1594.54 | each
9800050712 | 14"x 2" | 1594.57 | each
9800050690 | 12" x 2" | 1612.98 | each
9800050728 | 16" - 20" x 2 1/2" | 1801.33 | each
9800050730 | 22" - 24" x 2 1/2" | 1801.34 | each
9800050714 | 14" x 2 1/2" | 1801.37 | each
9800050692 | 12" x 2 1/2" | 1821.49 | each
9800050688 | 10" x 4" | 1899.13 | each
9800050671 | 8" x 4" | 1899.13 | each
9800050734 | 22" - 24" x 3" | 2107.67 | each
9800050732 | 16" - 20" x 3" | 2107.68 | each
9800050716 | 14" x 3" | 2107.73 | each
9800050694 | 12" x 3" | 2140.46 | each
9800050736 | 16" - 18" x 3 1/2" | 2552.07 | each
9800050742 | 16" x 4" | 2818.94 | each
9800050744 | 18" - 20" x 4" | 2818.94 | each
9800050746 | 22" - 24" x 4" | 2818.94 | each
9800050720 | 14" x 4" | 3178.87 | each
9800050698 | 12" x 4" | 3220.77 | each
9800050699 | 12" x 6" | 3788.87 | each
9800050722 | 14" x 6" | 3807.11 | each
aquatherm Heat Resistant Gloves (Pair)
PART # | PART SIZE | LIST PRICE | UNIT | NOTES
9800050195 |  | 95.96 | each | For welding head changing.
aquatherm ISO Plug for Pressure Tests
PART # | PART SIZE | LIST PRICE | UNIT | NOTES
9800050708 | 1/2" M | 2.05 | each | Includes gasket
9800050710 | 3/4" M | 2.64 | each | Includes gasket
aquatherm Pipe Cutter
PART # | PART SIZE | LIST PRICE | UNIT | NOTES
9800050104 | 3/8" - 1 1/4" | 243.56 | each | For use with aquatherm PP-R only.
aquatherm Repair Plug
PART # | PART SIZE | LIST PRICE | UNIT | NOTES
1090000035 | 7/16" x 1/4" | 5.73 | each | PP-R plug for closing pipe holes up to 0.4 in. Use with aquatherm repair set (part no. 0050307 & 0050311).
aquatherm Repair Set
PART # | PART SIZE | LIST PRICE | UNIT | NOTES
7000050307 | 1/4" | 209.25 | each | For closing pipe holes up to 0.4 in. Use with repair plug (part no. 0060600).
7000050311 | 7/16" | 209.25 | each | For closing pipe holes up to 0.4 in. Use with repair plug (part no. 0060600).
aquatherm Replacement Pilot Bits
PART # | PART SIZE | LIST PRICE | UNIT | NOTES
9800099911 | 1 1/4" to 2" | 39.15 | each
9800099910 | 1/2" to 1" | 39.15 | each
aquatherm Socket Fusion Head
PART # | PART SIZE | LIST PRICE | UNIT | NOTES
9800050206 | 3/8" | 126.27 | each
9800050208 | 1/2" | 166.27 | each
9800050210 | 3/4" | 170.69 | each
9800050212 | 1" | 192.85 | each
9800050214 | 1 1/4" | 242.33 | each
9800050216 | 1 1/2" | 275.32 | each
9800050218 | 2" | 330.35 | each
9800050220 | 2 1/2" | 396.42 | each
9800050222 | 3" | 426.63 | each
9800050226 | 4" | 900.24 | each
Hole Saw
PART # | PART SIZE | LIST PRICE | UNIT | NOTES
9800050987 | 2 1/2" | 829.85 | each | Requires part 0050973.
9800050988 | 3" | 975.83 | each | Requires part 0050973.
9800050989 | 3 1/2" | 1716.16 | each | Requires parts 0050975 & 0050976.
9800050990 | 4" | 1924.94 | each | Requires parts 0050975 & 0050976.
9800050991 | 6" | 2102.88 | each | Requires parts 0050975 & 0050976.
Hole Saw Pilot Bit
PART # | PART SIZE | LIST PRICE | UNIT | NOTES
9800050975 | - | 786.71 | each
Small hole saw Pilot Bit/Arbor Quick Change Adapter
PART # | PART SIZE | LIST PRICE | UNIT | NOTES
9800050973 | 2 1/2-3" | 154.87 | each
aquatherm Union with Brass Nut
PART # | PART SIZE | LIST PRICE | UNIT | NOTES
1050032002 | 1" | 126.76 | each | Replacement gaskets available upon request.
1050040003 | 1 1/4" | 198.51 | each | Replacement gaskets available upon request.
1050050004 | 1 1/2" | 201.48 | each | Replacement gaskets available upon request.
1050063005 | 2" | 327.82 | each | Replacement gaskets available upon request.
1050075006 | 2 1/2" | 430.75 | each | Replacement gaskets available upon request.
aquatherm Union with PP-R Nut
PART # | PART SIZE | LIST PRICE | UNIT | NOTES
1050020007 | 1/2" | 59.86 | each | Replacement O-rings available upon request.
1050025008 | 3/4" | 65.88 | each | Replacement O-rings available upon request.
1050032009 | 1" | 73.36 | each | Replacement O-rings available upon request.
1050040010 | 1 1/4" | 135.26 | each | Replacement O-rings available upon request.
1050050011 | 1 1/2" | 182.66 | each | Replacement O-rings available upon request.
1050063012 | 2" | 217.12 | each | Replacement O-rings available upon request.
1050075013 | 2 1/2" | 301.44 | each | Replacement O-rings available upon request.
aquatherm Ball Valve
PART # | PART SIZE | LIST PRICE | UNIT | NOTES
1090090058 | 3" | 819.93 | each | Polypropylene construction with ISO bolt pattern. A full-faced flange gasket should be used with these valves. Do not use an O-ring with or without the flange gasket or leakage may occur. Discard any O-ring that may come with the valve. Valve requires Aquatherm stainless steel split flange rings.
1090110059 | 3 1/2" to 4" | 932.29 | each | Polypropylene construction with ISO bolt pattern. A full-flange gasket should be used with these valves. Do not use an O-ring with or without the flange gasket or leakage may occur. Discard any O-ring that may come with the valve. For a 3 1/2" connection, use part no. 1020110916 and part no. 9790615724. For a 4" connection, use part no. 1020125917 and part no. 9790625726.
1090160060 | 6" | 1596.47 | each | Polypropylene construction with ISO bolt pattern. A full-faced flange gasket should be used with these valves. Do not use an O-ring with or without the flange gasket or leakage may occur. Discard any O-ring that may come with the valve.
aquatherm Ball Valve (FKM o-ring)
PART # | PART SIZE | LIST PRICE | UNIT | NOTES
1090090026 | 3" | 1945.65 | each | Polypropylene construction with ISO bolt pattern. Part comes with FKM/FPM O-ring and in the color gray. A full-faced flange gasket should be used with these valves. Do not use an O-ring with or without the flange gasket or leakage may occur. Discard any O-ring that may come with the valve. Valve requires Aquatherm stainless steel split flange rings.
1090125027 | 3 1/2" to 4" | 2471.61 | each | Polypropylene construction with ISO bolt pattern. Part comes with FKM/FPM O-ring and in the color gray. A full-faced flange gasket should be used with these valves. Do not use an O-ring with or without the flange gasket or leakage may occur. Discard any O-ring that may come with the valve. Valve requires Aquatherm stainless steel split flange rings. For a 3 1/2" connection, use part no. 1020110916 and part no. 9790615724. For a 4" connection, use part no. 1020125917 and part no. 9790625726.
1090160028 | 6" | 3172.85 | each | Polypropylene construction with ISO bolt pattern. Part comes with FKM/FPM O-ring and in the color gray. A full-faced flange gasket should be used with these valves. Do not use an O-ring with or without the flange gasket or leakage may occur. Discard any O-ring that may come with the valve.
aquatherm Ball Valve (w/Bolt Kit)
PART # | PART SIZE | LIST PRICE | UNIT | NOTES
9790041802 | 3" | 0 | each | Polypropylene construction with ISO bolt pattern. Comes with 2 stainless steel split rings, 2 gaskets, 16 bolts, and 16 washers. Contact aquatherm to order parts individually. A full-face gasket should be used with these valves. Do not use an O-ring with or without the flange gasket or leakage may occur. Discard any O-ring that may come with the valve.
9790041902 | 3" | 0 | each | Polypropylene construction with ISO bolt pattern. Valve comes with FKM/FPM O-ring and in the color gray. Comes with 2 stainless steel split rings, 2 FKM/FPM gaskets, 16 bolts, and 16 washers. Contact aquatherm to order parts individually. A full-face gasket should be used with these valves. Do not use an O-ring with or without the flange gasket or leakage may occur. Discard any O-ring that may come with the valve.
9790041804 | 4" | 0 | each | Polypropylene construction with ISO bolt pattern. Comes with 2 stainless steel split rings, 2 gaskets, 16 bolts, and 16 washers. Contact aquatherm to order parts individually. A full-face gasket should be used with these valves. Do not use an O-ring with or without the flange gasket or leakage may occur. Discard any O-ring that may come with the valve.
9790041904 | 4" | 0 | each | Polypropylene construction with ISO bolt pattern. Valve comes with FKM/FPM O-ring and in the color gray. Comes with 2 stainless steel split rings, 2 FKM/FPM gaskets, 16 bolts, and 16 washers. Contact aquatherm to order parts individually. A full-face gasket should be used with these valves. Do not use an O-ring with or without the flange gasket or leakage may occur. Discard any O-ring that may come with the valve.
9790041807 | 6" | 0 | each | Polypropylene construction with ISO bolt pattern. Comes with 2 gaskets, 16 bolts, and 16 washers. Contact aquatherm to order parts individually. A full-face gasket should be used with these valves. Do not use an O-ring with or without the flange gasket or leakage may occur. Discard any O-ring that may come with the valve.
9790041907 | 6" | 0 | each | Polypropylene construction with ISO bolt pattern. Valve comes with FKM/FPM O-ring and in the color gray. Comes with 2 FKM/FPM gaskets, 16 bolts, and 16 washers. Contact aquatherm to order parts individually. A full-face gasket should be used with these valves. Do not use an O-ring with or without the flange gasket or leakage may occur. Discard any O-ring that may come with the valve.
aquatherm Inclined Check Valve
PART # | PART SIZE | LIST PRICE | UNIT | NOTES
1050020170 | 1/2" | 78.31 | each | Adjustable pressure check valve. Brass components in these valves do not comply with the 2015 zero-lead requirements for potable water systems.
1050025171 | 3/4" | 79.86 | each | Adjustable pressure check valve. Brass components in these valves do not comply with the 2015 zero-lead requirements for potable water systems.
1050032172 | 1" | 84.44 | each | Adjustable pressure check valve. Brass components in these valves do not comply with the 2015 zero-lead requirements for potable water systems.
1050040173 | 1 1/4" | 170.36 | each | Adjustable pressure check valve. Brass components in these valves do not comply with the 2015 zero-lead requirements for potable water systems.
Polypropylene Ball Valve (Socket, PP-RCT)
PART # | PART SIZE | LIST PRICE | UNIT | NOTES
9791520120 | 1/2" | 47.32 | Each | Valves are manufactured by Red-White Valve Corp. and are NSF/ANSI 61 & 372 certified.
9791525340 | 3/4" | 52.06 | Each | Valves are manufactured by Red-White Valve Corp. and are NSF/ANSI 61 & 372 certified.
9791532100 | 1" | 55.75 | Each | Valves are manufactured by Red-White Valve Corp. and are NSF/ANSI 61 & 372 certified.
9791540114 | 1-1/4" | 93.85 | Each | Valves are manufactured by Red-White Valve Corp. and are NSF/ANSI 61 & 372 certified.
9791550112 | 1-1/2" | 120.88 | Each | Valves are manufactured by Red-White Valve Corp. and are NSF/ANSI 61 & 372 certified.
9791563200 | 2" | 166.87 | Each | Valves are manufactured by Red-White Valve Corp. and are NSF/ANSI 61 & 372 certified.
9791575212 | 2-1/2" | 255.37 | Each | Valves are manufactured by Red-White Valve Corp. and are NSF/ANSI 61 & 372 certified.